## BOQ (hidden)
BOQ GATARE WATER SUPPLY SYSTEM
CONTENTS
1 | SITE PRELIMINARIES
2 | SUPPLY AND LAYING PIPES
3 | CIVIL WORKS
DRINKING WATER SUPPLY OF RUBAVU DISTRICT
KANEMBWE GRAVITY WATER SUPPLY SYSTEM 1.804 Km
Detailed Quantity Estimate
Item N° | DESCRIPTION | UNIT | QTY | RATE | AMOUNT
1 | SITE PRELIMINARIES
1.1 | Preparation of the site according to technical specifications;acces road, mobilization of the material and its transport on the site, installation of the site, storage, guarding, including the toilet of the personnel. The installation includes the water connection on the existing network. Site preparation also includes, site clearance, removal of top soil, levelling or any shaping necessary to the installations of the site together with all the cut and fill necessary to this end. The estimated cost for this item is maintained all through to the completion of the works. | LS | 1 | 405820.6407 | 405820.6407
1.2 | Design review and production of work execution documents, and including all accruals, and as built plans documents (soft and hard copies) | Km | 1.8036 | 150000 | 270547.0938
| SUBTOTAL DIVISION 1: |  |  |  | 676367.7345
2 | SUPPLY AND LAYING OF PIPES
The following prices include :
2.1 | The earthwork, trenches backfilling and land remediation at natural surface ground,and installation of concrete terminals and warning taps for pipeline protection.
2.2 | Supply, fix, and pressure testing for watertightness of pipes PN16 including lubricants and seals.
2.1 | Earthwork by excavation , backfilling and installation of concrete terminals and warning taps for pipeline protection.
2.1.1 | Excavation and backfilling of Trenche with 1.2 x0.6 m (according to Wasac standard) depth , including all accruals. | m3 | 1298.6261 | 3500 | 4545191.1758
2.1.2 | Supply and installation of rectangular reinforced concrete terminals, concrete C20/25, (painted blue and numbered) on the route of the pipeline; dim.0.15 m * 0.15 m * 0.8m , every 100m and at each change of direction. | Item | 18.0365 | 6500 | 117237.074
2.1.3 | Supply and placement of warning taps all accruals included. | lm | 1803.6473 | 100 | 180364.7292
| SUBTOTAL 3.1: |  |  |  | 4842792.979
2.2 | Supply and installation of pipelines
2.2.1 | HDPE DN32 PN16 | lm | 217.2 | 1350.6686 | 293365.2182
2.2.2 | HDPE DN40 PN16 | lm | 665.1473 | 2151.0428 | 1430760.2721
2.2.3 | HDPE DN50 PN16 | lm | 615.9 | 3351.6437 | 2064277.3425
2.2.4 | HDPE DN63 PN16 | lm | 305.4 | 5347.7222 | 1633194.3721
2.2.5 | Pressure test | lm | 1803.6473 | 400 | 721458.9168
2.2.6 | Network desinfection with chlorine | lm | 1803.6473 | 500 | 901823.646
| SUBTOTAL 2.2: |  |  |  | 7044879.7677
| SUBTOTAL DIVISION 2: |  |  |  | 11887672.7467
3 | CIVIL WORKS
3.1 | INSPECTION CHAMBERS
3.1.1 | Air Release #(1.6×1.6×1.2m)
3.1.1.1 | Earthworks cut, fill and evacuation or overlay of the surplus soils, including all accruals | m3 | 9.45 | 2000 | 18900
3.1.1.2 | Hardcore (stones pitching) of 30 cm with a filling of 1:10 cement sand mortar mix, saturated with water | m3 | 1.26 | 30000 | 37800
3.1.1.3 | Blind concrete class C, thickness 5 cm | m3 | 0.21 | 130000 | 27300
3.1.1.4 | Reinforced concrete for base slab ,class A | m3 | 0.5103 | 400000 | 204120
3.1.1.5 | Reinforced concrete for roof slab ,class A | m3 | 0.4536 | 400000 | 181440
3.1.1.6 | Walls in stones masonry jointed with a mortar of class D | m3 | 1.4112 | 90000 | 127008
3.1.1.7 | Coating of the internal face of wall of the inspection chamber with 3 layers of plaster of 300 kg | m2 | 6.048 | 6000 | 36288
3.1.1.8 | Plaster on the upper side of roof slab with a rough mortar class B | m2 | 3.024 | 5000 | 15120
3.1.1.9 | Supply and fix the damp proof course between the roof slab, the wall and the beam of support | m2 | 1.344 | 3000 | 4032
3.1.1.10 | Supply and fix of the metallic cover of 60X60X0.3 cm with a ventilation shaft at the top and mosquito screen | item | 1 | 70000 | 70000
3.1.1.11 | Supply and fix an iron ladder for interior access embedded in the wall, painted with 3 layers of paint "rust preventive", the step=25cm | lm | 3.6 | 5000 | 18000
3.1.1.12 | Supply and installation of hydraulic equipment and Fittings for connection of Air release valve | LS | 1 | 300000 | 300000
| SUBTOTAL |  |  |  | 1040008
| SUBTOTAL of 66 Air Release |  | # | 66 | 68640528
3.1.2 | Washout #(1.6×1.6×1.2m)
3.1.2.1 | Earthworks cut, fill and evacuation or overlay of the surplus soils, including all accruals | m3 | 9.45 | 2000 | 18900
3.1.2.2 | Hardcore (stones pitching) of 30 cm with a filling of 1:10 cement sand mortar mix, saturated with water | m3 | 1.26 | 30000 | 37800
3.1.2.3 | Blind concrete class C, thickness 5 cm | m3 | 0.21 | 130000 | 27300
3.1.2.4 | Reinforced concrete for base slab ,class A | m3 | 0.5103 | 400000 | 204120
3.1.2.5 | Reinforced concrete for roof slab ,class A | m3 | 0.4536 | 400000 | 181440
3.1.2.6 | walls in stones masonry jointed with a mortar of class D | m3 | 1.4112 | 90000 | 127008
3.1.2.7 | Coating of the internal face of wall of the inspection chamber with 3 layers of plaster of 300 kg | m2 | 6.048 | 3800 | 22982.4
3.1.2.8 | Plaster on the upper side of roof slab with a rough mortar class B | m2 | 3.024 | 3800 | 11491.2
3.1.2.9 | Supply and fix the damp proof course between the roof slab, the wall and the beam of support | m2 | 1.344 | 3000 | 4032
3.1.2.10 | Supply and fix of the metallic cover of 60X60X0.3 cm with a ventilation shaft at the top and mosquito screen | item | 1 | 70000 | 70000
3.1.2.11 | Supply and fix an iron ladder for interior access embedded in the wall, painted with 3 layers of paint "rust preventive", the step=25cm | lm | 1.6 | 5000 | 8000
3.1.2.12 | Supply and installation of hydraulic equipment and Fittings for connection of washout | LS | 1 | 450000 | 450000
3.1.2.13 | Rejection works | LS | 1 | 150000 | 150000
| SUBTOTAL |  |  |  | 1313073.6
| SUBTOTAL of 66 Washout |  | # | 66 | 86662857.6
3.1.3 | CONSTRUCTION OF VALVE BRANCHES CHAMBERS # (1.8×1.8×1.2m)
3.1.3.1 | Terracing, digging, cutting, excavation, backfilling, overlay of surplus soil and land remediation, including all acruals | m3 | 8.232 | 2000 | 16464
3.1.3.2 | Hardcore (stones pitching) of 20 cm with a filling of 1:10 cement sand mortar mix, saturated with water | m3 | 1.3074 | 30000 | 39222
3.1.3.3 | Blind concrete class C, thickness 5 cm | m3 | 0.1779 | 130000 | 23127
3.1.3.4 | Reinforced concrete for base slab and roof slab ,class A | m3 | 0.5337 | 400000 | 213480
3.1.3.5 | Lateral walls in stones masonry jointed with a mortar of class D | m3 | 1.4112 | 90000 | 127008
3.1.3.6 | Coating of the internal side of wall of the inspection chamber with plaster of 300 kg/m3 ciment mixture | m2 | 6.048 | 6000 | 36288
3.1.3.7 | Plaster on upper side of the slab with a rough mortar class B | m2 | 3.024 | 5000 | 15120
3.1.3.8 | Supply and fix the damp proof course between the roof slab, the wall and the beam of support | m2 | 1.176 | 3000 | 3528
3.1.3.9 | Supply and fix of the metallic cover of 60X60X0.3 cm with a ventilation shaft at the top and the mosquito screen | item | 1 | 70000 | 70000
3.1.3.10 | Supply and fix an iron ladder for interior access embedded in the wall, painted with 3 layers of rust preventive paint, the step=25cm | lm | 1 | 35000 | 35000
3.1.3.11 | Supply and installation of hydraulic equipment and Fittings for connection of automatic valve chamber (All valve of PN16). | LS | 1 | 300000 | 300000
| SUBTOTAL 4.1.4 |  |  |  | 879237
| SUBTOTAL 4.1.4 (For 66 Valve chamber) |  | # | 66 | 58029642
| SUBTOTAL 3.1 OF INSPECTION CHAMBERS : |  |  |  | #REF!
3.2 | RESERVOIRS
3.2.1 | CONSTRUCTION OF REINFORCED CONCRETE RESERVOIR OF 100 m3
3.2.1.1 | Site excavation | m3 | 120.284 | 2500 | 300709.95
3.2.1.2 | Riprap for dry stones. thickness 30 cm | m3 | 27.1579 | 45000 | 1222103.7
3.2.1.3 | Blinding concrete. thickness 5 cm dosage 150 kg/m3 | m3 | 3.1793 | 120000 | 381510
3.2.1.4 | Reinforce concrete rafter. dosage 350 kg/m3 | m3 | 15.5875 | 400000 | 6235003.8
3.2.1.5 | Reinforced concrete elevation. Mixing ratio350 kg / m3 | m3 | 17.4129 | 400000 | 6965148
3.2.1.6 | reinforced concrete Column and beam | m3 | 0.78 | 400000 | 312000
3.2.1.7 | Reinforced concrete Cover slab. dosage 350 kg/m3 | m3 | 8.9125 | 400000 | 3564999
3.2.1.8 | Internal roughcasting with a cement mortar mixed at 400kg / m3 and sikalatex in three successive layers of thickness of 2cm each | m2 | 186.045 | 8000 | 1488360
3.2.1.9 | External roughcasting with a cement mortar mixed at 400kg / m3 in one layer of thickness of 2cm | m2 | 66.725 | 5200 | 346970
3.2.1.10 | Supply and installation of a steel manhole cover 80x80 cm of 3mm thick with aeration | pce | 2 | 120000 | 240000
3.2.1.11 | Supply and Installation of Almnium ladder (Inox ladder) for access | pce | 1 | 300000 | 300000
3.2.1.12 | Protection of the cover slab with roofing and gravel | Ls | 1 | 50000 | 50000
Valve Chamber #2x2x1.2 int#
3.2.1.13 | Site excavation | m3 | 23.104 | 2500 | 57760
3.2.1.14 | Riprap for dry stones. thickness 0.2 cm | m3 | 1.568 | 45000 | 70560
3.2.1.15 | Blinding concrete. thickness 5 cm dosage 150 kg/m3 | m3 | 0.392 | 120000 | 47040
3.2.1.16 | Reinforce concrete rafter. dosage 350 kg/m3 | m3 | 0.676 | 400000 | 270400
3.2.1.17 | Stone masonry for elevation | m3 | 3.744 | 90000 | 336960
3.2.1.18 | Reinforced concrete Cover slab. dosage 350 kg/m3 | m3 | 0.784 | 400000 | 313600
3.2.1.19 | Application of a finishing layer inside the structure | m2 | 9.6 | 5200 | 49920
3.2.1.20 | Pointing of exterior masonry | m2 | 12.48 | 3500 | 43680
3.2.1.21 | Supply and installation of Flanged hydraulic equipment & Fittings and DI pipes for connection of chamber according to the client instruction | pce | 1 | 100000 | 100000
REJECTION WORK
3.2.1.22 | Terracing, digging, cutting, excavation, backfilling, overlay of surplus soil and land remediation, including all acruals | m3 | 2.376 | 2500 | 5940
3.2.1.23 | Hardcore (Stones pitching) of 20 cm with a filling of 1:10 cement sand mortar mix, saturated with water | m3 | 0.192 | 70000 | 13440
3.2.1.24 | Blind concrete class C, thickness 5 cm | m3 | 0.048 | 120000 | 5760
3.2.1.25 | Reinforced concrete class A, for base slab | m3 | 0.1008 | 400000 | 40320
3.2.1.26 | stone Masonry walls | m3 | 0.504 | 90000 | 45360
3.2.1.27 | Coating of walls with plaster of 300 kg/m3 cement mixture | m2 | 1.68 | 5200 | 8736
3.2.1.28 | Soakaway pit 1 m3, full of gravel and hardcore (stones pitching) | LS | 1 | 36000 | 36000
3.2.1.29 | Supply and installation of hydraulic equipment and Fittings for connection of 100m3 reservoir | Ls | 1 | 12000000 | 12000000
| SUBTOTAL OF 1R100m3 |  | # |  | 34852280.45
3.3 | WATER POINT
3.3.1 | Construction of Water point with double taps for community
3.3.1.1 | Earthworks cut, fill and evacuation or overlay of the surplus soils, including all accruals | m3 | 22.512 | 2000 | 45024
3.3.1.2 | Hardcore (stones pitching) of 30 cm with a filling of 1:10 cement sand mortar mix, saturated with water | m3 | 2.1782 | 30000 | 65346.75
3.3.1.3 | Blind concrete class C, thickness 5 cm | m3 | 0.38119 | 130000 | 49554.6188
3.3.1.4 | Reinforced concrete for base slab ,class A | m3 | 1.1025 | 400000 | 441000
3.3.1.5 | Reinforced concrete for roof slab ,class A | m3 | 0.06825 | 400000 | 27300
3.3.1.6 | walls in stones masonry jointed with a mortar of class D | m3 | 0.97944 | 90000 | 88149.6
3.3.1.7 | Coating of walls with plaster of 300 kg/m3 | m2 | 13.923 | 6000 | 83538
3.3.1.8 | Plaster on the upper side of roof slab with a rough mortar class B | m2 | 0.105 | 5000 | 525
3.3.1.9 | Supply and fix the damp proof course between the roof slab and the wall | m2 | 0.588 | 3000 | 1764
3.3.1.10 | Supply and fix of the metallic cover of 50X50X0.3 cm | item | 1 | 55000 | 55000
3.3.1.11 | Supply and installation of all hydraulic equipment and Fittings including volumetric water meter with at least nominal flow rate of 1.5m3/h and max admissible pressure of 16 bar | LS | 1 | 350000 | 350000
3.3.1.12 | Soakaway pit 1 m3, full of gravel and hardcore (stones pitching) | LS | 1 | 50000 | 50000
| Sub total 3.3.1: |  |  |  | 1257201.9688
| Total for 2 Water taps |  | # | 2 | 2514403.9375
3.3.2 | Construction of the Kiosk with double taps
3.3.2.1 | Preliminary works
| Cutting and filling for leveling | m3 | 30.1392 | 2500 | 75348
3.3.2.2 | Foundation
| Excavation | m3 | 8.652 | 2500 | 21630
| Blind concrete | m3 | 0.6489 | 90000 | 58401
| Masonry with stones for foundation | m3 | 8.652 | 80000 | 692160
| Concrete for leveling foundations | m2 | 10.815 | 5000 | 54075
| Damp proofing against humidity | lm | 4.326 | 1000 | 4326
3.3.2.3 | Masonary
| Masonry in burnt bricks with external joints pointed | m3 | 3.5009 | 80000 | 280072.8
| Ventilator in concrete blocks | m2 | 0.336 | 21000 | 7056
3.3.2.4 | Concrete
| Ring beam in reinforced concrete | m3 | 0.5418 | 350000 | 189630
3.3.2.5 | Roofing
| Wooden struts 100 X 50 X 5 (mm) | lm | 18 | 1500 | 27000
| Wooden purlins 40 X 40 X 3 (mm) | lm | 27.6 | 900 | 24840
| Rafters in right angled triangle | lm | 240 | 500 | 120000
| Facia board in wood | lm | 25.8 | 1300 | 33540
| Pile in metalic tubes 60 x 40 x 3 mm | lm | 9 | 15000 | 135000
3.3.2.6 | Cover
| Cover of tile in blue prepainted autoportant | m2 | 28.98 | 11000 | 318780
3.3.2.7 | Shutters
| Metallic simple door semi glazed with burglar proofs | item | 1 | 140000 | 140000
| Hardwood doors | item | 1 | 90000 | 90000
| Glazed Metallic window with burglar proofs 100X120 cm | item | 2 | 80000 | 160000
3.3.2.8 | Paving
| Floor with smooth finish | m2 | 14.9675 | 9000 | 134707.86
| Splash apron and water channel | m2 | 13.104 | 10000 | 131040
3.3.2.9 | Plastering
| Plastering of the interial walls | m2 | 38.808 | 5000 | 194040
| Plinth | lm | 8.652 | 3000 | 25956
3.3.2.10 | Ceiling to Eaves | m2 | 6.72 | 7000 | 47040
3.3.2.11 | Carten rail and box assembly | lm | 4.2 | 3500 | 14700
3.3.2.12 | Paint
| Latex paints on walls | m2 | 38.808 | 3500 | 135828
| Enamel paint | m2 | 14.61 | 5000 | 73050
| Varnish on flash or solid timber doors | m2 | 2.73 | 6000 | 16380
| Varnish on Eave ceiling | m2 | 6.72 | 6000 | 40320
3.3.2.13 | Soakaway pit 1.5 m3, full of gravel and hardcore covered by concret slabs for acquisition of water that have not entered in jerrycans | Lump Sump | 1 | 50000 | 50000
3.3.2.14 | Supply and installation of hydraulic equipment and Fittings including volumetric water meter with at least nominal flow rate of 1.5m3/h and max admissible pressure of 16 bar | Lump Sump | 1 | 600000 | 600000
| Sub total of BFK |  |  |  | 3894920.66
| SUBTOTAL of 2 BFK: |  | # | 2 | 7789841.32
| SUBTOTAL 4.3 of WATER POINTS: |  |  |  | 7789841.32
| SUBTOTAL 4.3: |  |  |  | 10304245.2575
| SUBTOTAL DIVISION 4: |  |  |  | 10304245.2575
| TOTAL |  |  |  | #REF!
| VAT 0F 18% |  |  |  | #REF!
| OVERALL WITH VAT |  |  |  | #REF!

## BOQ KANEMBWE_ALL PHASES
CONTENTS
1 | SITE PRELIMINARIES
2 | SUPPLY AND LAYING PIPES
3 | CIVIL WORKS
| DRINKING WATER SUPPLY PROJECT |  | ALL PHASES COMBINED
KANEMBWE COMMUNITY-WESTERN RWANDA
ESTIMATED BILLS OF QUANTITIES
Item N° | DESCRIPTION | UNIT | QTY | RATE | AMOUNT (RWF) | AMOUNT (USD)
1 | SITE PRELIMINARIES
1.1 | Preparation of the site according to technical specifications;acces road, mobilization of the material and its transport on the site, installation of the site, storage, guarding, including the toilet of the personnel. The installation includes the water connection on the existing network. Site preparation also includes, site clearance, removal of top soil, levelling or any shaping necessary to the installations of the site together with all the cut and fill necessary to this end. The estimated cost for this item is maintained all through to the completion of the works. | LS | 1
1.2 | Design review and production of work execution documents, and including all accruals, and as built plans documents (soft and hard copies) | Km | 1.6
SUB-TOTALFOR PRELIMINARY WORKS |  |  |  |  | 0 | 0
2 | SUPPLY AND LAYING OF PIPES
The following prices include :
2.1 | The earthwork, trenches backfilling and land remediation at natural surface ground,and installation of concrete terminals and warning taps for pipeline protection.
2.2 | Supply, fix, and pressure testing for watertightness of pipes PN16 including lubricants and seals.
3.1 | Earthwork by excavation , backfilling and installation of concrete terminals and warning taps for pipeline protection.
2.1.1 | Excavation and backfilling of Trenche with 1.2 x0.6 m (according to Wasac standard) depth , including all accruals. | m3 | 1142.2421
2.1.2 | Supply and installation of rectangular reinforced concrete terminals, concrete C20/25, (painted blue and numbered) on the route of the pipeline; dim.0.15 m * 0.15 m * 0.8m , every 100m and at each change of direction. | Item | 15.8645
2.1.3 | Supply and placement of warning taps all accruals included. | lm | 1586.4473
| SUB-TOTAL FOR EARTHWORK |  |  |  | 0 | 0
2.2 | Supply and installation of pipelines
2.2.1 | HDPE DN32 PN16 | lm | 217.2
2.2.1 | HDPE DN40 PN16 | lm | 665.1473
2.2.2 | HDPE DN50 PN16 | lm | 615.9
2.2.3 | HDPE DN63 PN16 | lm | 305.4
2.2.4 | Pressure test | lm | 1586.4473
2.2.5 | Network desinfection with chlorine | lm | 1586.4473
| SUBTOTAL FOR PIPING WORKS |  |  |  | 0 | 0
3 | CIVIL WORKS
3.1 | RESERVOIR
3.1.1 | CONSTRUCTION OF REINFORCED CONCRETE RESERVOIR OF 150 m3
3.1.1.1 | Site excavation | m3 | 211.95
3.1.1.2 | Riprap for dry stones. thickness 30 cm | m3 | 32.0311
3.1.1.3 | Blinding concrete. thickness 5 cm dosage 150 kg/m3 | m3 | 4.0039
3.1.1.4 | Reinforce concrete raft foundation. dosage 350 kg/m3 | m3 | 23.3884
3.1.1.5 | Reinforced concrete elevation. Mixing ratio350 kg / m3 | m3 | 27.205
3.1.1.6 | reinforced concrete Column and beam | m3 | 1.056
3.1.1.7 | Reinforced concrete Cover slab. dosage 350 kg/m3 | m3 | 13.8134
3.1.1.8 | Internal roughcasting with a cement mortar mixed at 400kg / m3 and sikalatex in three successive layers of thickness of 2cm each | m2 | 243.036
3.1.1.9 | External roughcasting with a cement mortar mixed at 400kg / m3 in one layer of thickness of 2cm | m2 | 95.142
3.1.1.10 | Supply and installation of a steel manhole cover 80x80 cm of 3mm thick with aeration | pce | 2
3.1.1.11 | Supply and Installation of Almnium ladder (Inox ladder) for access | pce | 1
3.1.1.12 | Protection of the cover slab with roofing and gravel | Ls | 1
SUB-TOTAL FOR THE MAIN TANK R100 m3 | [5 empty] | 0
Valve Chamber #3.374x4x1.5 int#
3.1.1.13 | Site excavation | m3 | 40
3.1.1.14 | Riprap for dry stones. thickness 0.2 cm | m3 | 3.1451
3.1.1.15 | Blinding concrete. thickness 5 cm dosage 150 kg/m3 | m3 | 0.78628
3.1.1.16 | Reinforce concrete raft foundation. dosage 350 kg/m3 | m3 | 2.3588
3.1.1.17 | Stone masonry for elevation | m3 | 3.8055
3.1.1.18 | Reinforced concrete Cover slab. dosage 350 kg/m3 | m3 | 1.7455
3.1.1.19 | Application of a finishing layer inside the structure | m2 | 16.125
3.1.1.20 | Pointing of exterior masonry | m2 | 16.125
3.1.1.21 | Supply and installation of Flanged hydraulic equipment & Fittings and DI pipes for connection of chamber according to the client instruction | pce | 1
| SUB-TOTAL FOR THE VALVE CHAMBER |  |  |  |  | 0
REJECTION WORK
3.1.1.22 | Terracing, digging, cutting, excavation, backfilling, overlay of surplus soil and land remediation, including all acruals | m3 | 2.376
3.1.1.23 | Hardcore (Stones pitching) of 20 cm with a filling of 1:10 cement sand mortar mix, saturated with water | m3 | 0.192
3.1.1.24 | Blind concrete class C, thickness 5 cm | m3 | 0.048
3.1.1.25 | Reinforced concrete class A, for base slab | m3 | 0.1008
3.1.1.26 | stone Masonry walls | m3 | 0.504
3.1.1.27 | Coating of walls with plaster of 300 kg/m3 cement mixture | m2 | 1.68
3.1.1.28 | Soakaway pit 1 m3, full of gravel and hardcore (stones pitching) | LS | 1
SUB-TOTAL FOR THE REJECTION WORK | [5 empty] | 0
| Grand Total for R100 m3 |  |  |  | 0 | 0
3.2 | CONSTRUCTION OF WATER COLLECTION FACILITIES/TAPS
3.2.1 | Construction of Water Collection Facilities with double taps
3.2.1.1 | Earthworks cut, fill and evacuation or overlay of the surplus soils, including all accruals | m3 | 22.512
3.2.1.2 | Hardcore (stones pitching) of 30 cm with a filling of 1:10 cement sand mortar mix, saturated with water | m3 | 2.1782
3.2.1.3 | Blind concrete class C, thickness 5 cm | m3 | 0.38119
3.2.1.4 | Reinforced concrete for base slab ,class A | m3 | 1.1025
3.2.1.5 | Reinforced concrete for roof slab ,class A | m3 | 0.06825
3.2.1.6 | walls in stones masonry jointed with a mortar of class D | m3 | 0.97944
3.2.1.7 | Coating of walls with plaster of 300 kg/m3 | m2 | 13.923
3.2.1.8 | Plaster on the upper side of roof slab with a rough mortar class B | m2 | 0.105
3.2.1.9 | Supply and fix the damp proof course between the roof slab and the wall | m2 | 0.588
3.2.1.10 | Supply and fix of the metallic cover of 50X50X0.3 cm | item | 1
3.2.1.11 | Supply and installation of all hydraulic equipment and Fittings including volumetric water meter with at least nominal flow rate of 1.5m3/h and max admissible pressure of 16 bar | LS | 1
3.2.1.12 | Soakaway pit 1 m3, full of gravel and hardcore (stones pitching) | LS | 1
| Sub Total for One Water Collection Facility |  |  |  | 0 | 0
| Total For 2 Water Collection Facilities/Taps |  | # | 2 | 0 | 0
CONSTRUCTION OF WATER KIOSKS/HOUSES ALONG THE MAIN ROAD IN THE COMMUNITY
3.3.2 | Construction of 2 Water Kiosks/Houses
3.3.2.1 | Preliminary works
| Cutting and filling for leveling | m3 | 30.1392
3.3.2.2 | Foundation
| Excavation | m3 | 8.652
| Blind concrete | m3 | 0.6489
| Masonry with stones for foundation | m3 | 8.652
| Concrete for leveling foundations | m2 | 10.815
| Damp proofing against humidity | lm | 4.326
SUB-TOTAL FOR THE FOUNDATION | [5 empty] | 0
3.3.2.3 | Masonary
| Masonry in burnt bricks with external joints pointed | m3 | 3.5009
| Ventilator in concrete blocks | m2 | 0.336
SUB-TOTAL FOR MASONARY WORK | [5 empty] | 0
3.3.2.4 | Concrete
| Ring beam in reinforced concrete | m3 | 0.5418
3.3.2.5 | Roofing
| Wooden struts 100 X 50 X 5 (mm) | lm | 18
| Wooden purlins 40 X 40 X 3 (mm) | lm | 27.6
| Rafters in right angled triangle | lm | 240
| Facia board in wood | lm | 25.8
| Pile in metalic tubes 60 x 40 x 3 mm | lm | 9
SUB-TOTAL FOR ROOFING | [5 empty] | 0
3.3.2.6 | Cover
| Cover of tile in blue prepainted autoportant | m2 | 28.98
3.3.2.7 | Shutters
| Metallic simple door semi glazed with burglar proofs | item | 1
| Hardwood doors | item | 1
| Glazed Metallic window with burglar proofs 100X120 cm | item | 2
3.3.2.8 | Paving
| Floor with smooth finish | m2 | 14.9675
| Splash apron and water channel | m2 | 13.104
3.3.2.9 | Plastering
| Plastering of the interial walls | m2 | 38.808
| Plinth | lm | 8.652
3.3.2.10 | Ceiling to Eaves | m2 | 6.72
3.3.2.11 | Carten rail and box assembly | lm | 4.2
3.3.2.12 | Paint
| Latex paints on walls | m2 | 38.808
| Enamel paint | m2 | 14.61
| Varnish on flash or solid timber doors | m2 | 2.73
| Varnish on Eave ceiling | m2 | 6.72
SUB-TOTAL FOR COVER, SHUTTERS, PAVING,PLASTERING, CEILING, PAINTING | [5 empty] | 0
3.3.2.13 | Soakaway pit 1.5 m3, full of gravel and hardcore covered by concret slabs | Lump Sump | 1
3.3.2.14 | Supply and installation of hydraulic equipment and Fittings including volumetric water meter with at least nominal flow rate of 1.5m3/h and max admissible pressure of 16 bar | Lump Sump | 1
SUB-TOTAL SOAKAWAY&HYDRAULIC EQUIP | [5 empty] | 0
TOTAL FOR 1 WATER KIOSK/HOUSE | [5 empty] | 0
GRAND TOTAL FOR 2 WATER KIOSKS/HOUSES |  |  | # | 2 | 0 | 0
| GRAND TOTAL FOR THE WHOLE PROJECT |  |  |  | 0 | 0
| VAT 0F 18% |  |  |  | 0 | 0
| OVERALL WITH VAT |  |  |  | 0 | 0

## Sources (hidden)
2.4 | CATCHMENT OF SOURCE 0.01l/s
2.4.1 | Site clearance, removal of top vegetable soil, and site leveling or any shaping necessary | m2 | 144 | 1000 | 144000
2.4.2 | Earthwork , cut, fill and evacuation or overlay of the surplus soils, including all accruals | m3 | 24.375 | 2000 | 48750
2.4.3 | Increase in Value for hard soil | m3 | 24.375 | 2500 | 60937.5
2.4.4 | Increase in Value for rock soil | m3 | 6 | 3000 | 18000
2.4.5 | Supply and fix 18m PVC strainer DE75 DN60 PN10 to 20 cm of the tablecloth and routing of water in pipe PVC DE63 DN50 PN10 of the strainer to the starting chamber at 12 m, including all accruals | lm | 3.2085 | 12000 | 38502
2.4.6 | Supply and fix rolled filitrant river gravel, well washed up to 60 cm height, including all accruals | m3 | 4.437 | 50000 | 221850
2.4.7 | Supply and fix plastic tight sheet with the top of the gravel folded in 3 layers, including all accruals | m2 | 2.7 | 5000 | 13500
2.4.8 | Fill with clay for a tight layer of 30 cm | m3 | 6.816 | 50000 | 340800
2.4.9 | Fill with fine grained soil to a layer of 15 cm on top of the clay, including all accruals | m3 | 36.0255 | 1500 | 54038.25
2.4.10 | Fill with soils without roots and other organic matter by compacting each time layers of 20 cm up to the level of the original ground, including all accruals | m3 | 13.536 | 1500 | 20304
2.4.11 | Excavate a trench of protection of the source up to 80 cm depth. The bottom width 50 cm, including all accruals. | m3 | 48.2 | 1500 | 72300
2.4.12 | Put in place a protective fence of quickset hedge in euphorbiums against animals, including all accruals | lm | 6 | 600 | 3600
2.4.13 | Plant passparum around the zone of harnessing, including all accruals | m2 | 144 | 500 | 72000
| SUBTOTAL DIVISION 2.4: |  |  |  | 1108581.75
| SUBTOTAL DIVISION 2.4 OF 1 SOURCE: |  |  |  | 1108581.75
2.4 | CATCHMENT OF SOURCE 0.02l/s
2.4.1 | Site clearance, removal of top vegetable soil, and site leveling or any shaping necessary | m2 | 64 | 1000 | 64000
2.4.2 | Earthwork , cut, fill and evacuation or overlay of the surplus soils, including all accruals | m3 | 84 | 2000 | 168000
2.4.3 | Increase in Value for hard soil | m3 | 21 | 2500 | 52500
2.4.4 | Increase in Value for rock soil | m3 | 25.2 | 3000 | 75600
2.4.5 | Supply and fix 18m PVC strainer DE75 DN60 PN10 to 20 cm of the tablecloth and routing of water in pipe PVC DE63 DN50 PN10 of the strainer to the starting chamber at 12 m, including all accruals | lm | 8 | 12000 | 96000
2.4.6 | Supply and fix rolled filitrant river gravel, well washed up to 60 cm height, including all accruals | m3 | 4.8 | 50000 | 240000
2.4.7 | Supply and fix plastic tight sheet with the top of the gravel folded in 3 layers, including all accruals | m2 | 4.92 | 5000 | 24600
2.4.8 | Fill with clay for a tight layer of 30 cm | m3 | 4.8 | 50000 | 240000
2.4.9 | Fill with fine grained soil to a layer of 15 cm on top of the clay, including all accruals | m3 | 3.28 | 1500 | 4920
2.4.10 | Fill with soils without roots and other organic matter by compacting each time layers of 20 cm up to the level of the original ground, including all accruals | m3 | 117.32 | 1500 | 175980
2.4.11 | Excavate a trench of protection of the source up to 80 cm depth. The bottom width 50 cm, including all accruals. | m3 | 12.8 | 1500 | 19200
2.4.12 | Put in place a protective fence of quickset hedge in euphorbiums against animals, including all accruals | lm | 32 | 600 | 19200
2.4.13 | Plant passparum around the zone of harnessing, including all accruals | m2 | 64 | 500 | 32000
| SUBTOTAL DIVISION 2.4: |  |  |  | 1212000
| SUBTOTAL DIVISION 2.4 OF 1 SOURCE: |  |  |  | 1212000
2.4 | CATCHMENT OF SOURCE 0.03l/s
2.4.1 | Site clearance, removal of top vegetable soil, and site leveling or any shaping necessary | m2 | 145.2 | 1000 | 145200
2.4.2 | Earthwork , cut, fill and evacuation or overlay of the surplus soils, including all accruals | m3 | 24.375 | 2000 | 48750
2.4.3 | Increase in Value for hard soil | m3 | 24.375 | 2500 | 60937.5
2.4.4 | Increase in Value for rock soil | m3 | 6 | 3000 | 18000
2.4.5 | Supply and fix 18m PVC strainer DE75 DN60 PN10 to 20 cm of the tablecloth and routing of water in pipe PVC DE63 DN50 PN10 of the strainer to the starting chamber at 12 m, including all accruals | lm | 3.2085 | 12000 | 38502
2.4.6 | Supply and fix rolled filitrant river gravel, well washed up to 60 cm height, including all accruals | m3 | 5.337 | 50000 | 266850
2.4.7 | Supply and fix plastic tight sheet with the top of the gravel folded in 3 layers, including all accruals | m2 | 2.1 | 5000 | 10500
2.4.8 | Fill with clay for a tight layer of 30 cm | m3 | 11.36 | 50000 | 568000
2.4.9 | Fill with fine grained soil to a layer of 15 cm on top of the clay, including all accruals | m3 | 32.0815 | 1500 | 48122.25
2.4.10 | Fill with soils without roots and other organic matter by compacting each time layers of 20 cm up to the level of the original ground, including all accruals | m3 | 13.536 | 1500 | 20304
2.4.11 | Excavate a trench of protection of the source up to 80 cm depth. The bottom width 50 cm, including all accruals. | m3 | 48.2 | 1500 | 72300
2.4.12 | Put in place a protective fence of quickset hedge in euphorbiums against animals, including all accruals | lm | 6 | 600 | 3600
2.4.13 | Plant passparum around the zone of harnessing, including all accruals | m2 | 145.2 | 500 | 72600
| SUBTOTAL DIVISION 2.4: |  |  |  | 1373665.75
| SUBTOTAL DIVISION 2.4 OF 1 SOURCE: |  |  |  | 1373665.75
2.4 | CATCHMENT OF SOURCE 0.08l/s
2.4.1 | Site clearance, removal of top vegetable soil, and site leveling or any shaping necessary | m2 | 241.68 | 1000 | 241680
2.4.2 | Earthwork , cut, fill and evacuation or overlay of the surplus soils, including all accruals | m3 | 120.84 | 2000 | 241680
2.4.3 | Increase in Value for hard soil | m3 | 120.84 | 2500 | 302100
2.4.4 | Increase in Value for rock soil | m3 | 36 | 3000 | 108000
2.4.5 | Supply and fix 18m PVC strainer DE75 DN60 PN10 to 20 cm of the tablecloth and routing of water in pipe PVC DE63 DN50 PN10 of the strainer to the starting chamber at 12 m, including all accruals | lm | 6.417 | 12000 | 77004
2.4.6 | Supply and fix rolled filitrant river gravel, well washed up to 60 cm height, including all accruals | m3 | 2.6622 | 50000 | 133110
2.4.7 | Supply and fix plastic tight sheet with the top of the gravel folded in 3 layers, including all accruals | m2 | 16.2 | 5000 | 81000
2.4.8 | Fill with clay for a tight layer of 30 cm | m3 | 3.0672 | 50000 | 153360
2.4.9 | Fill with fine grained soil to a layer of 15 cm on top of the clay, including all accruals | m3 | 215.9958 | 1500 | 323993.7
2.4.10 | Fill with soils without roots and other organic matter by compacting each time layers of 20 cm up to the level of the original ground, including all accruals | m3 | 26.832 | 1500 | 40248
2.4.11 | Excavate a trench of protection of the source up to 80 cm depth. The bottom width 50 cm, including all accruals. | m3 | 98.2 | 1500 | 147300
2.4.12 | Put in place a protective fence of quickset hedge in euphorbiums against animals, including all accruals | lm | 24 | 600 | 14400
2.4.13 | Plant passparum around the zone of harnessing, including all accruals | m2 | 241.68 | 500 | 120840
| SUBTOTAL DIVISION 2.4: |  |  |  | 1984715.7
| SUBTOTAL DIVISION 2.4 OF 1 SOURCE: |  |  |  | 1984715.7
2.1 | CATCHMENT OF KIRORWE SOURCE 0.1l/s
2.1.1 | Site clearance, removal of top vegetable soil, and site leveling or any shaping necessary | m2 | 49 | 1000 | 49000
2.1.2 | Earthwork , cut, fill and evacuation or overlay of the surplus soils, including all accruals | m3 | 90 | 2000 | 180000
2.1.3 | Increase in Value for hard soil | m3 | 21.6 | 2500 | 54000
2.1.4 | Increase in Value for rock soil | m3 | 32.4 | 3000 | 97200
2.1.5 | Supply and fix 18m PVC strainer DE75 DN60 PN10 to 20 cm of the tablecloth and routing of water in pipe PVC DE63 DN50 PN10 of the strainer to the starting chamber at 12 m, including all accruals | lm | 10 | 12000 | 120000
2.1.6 | Supply and fix rolled filitrant river gravel, well washed up to 60 cm height, including all accruals | m3 | 21.6 | 50000 | 1080000
2.1.7 | Supply and fix plastic tight sheet with the top of the gravel folded in 3 layers, including all accruals | m2 | 3.66 | 5000 | 18300
2.1.8 | Fill with clay for a tight layer of 30 cm | m3 | 9.075 | 50000 | 453750
2.1.9 | Fill with fine grained soil to a layer of 15 cm on top of the clay, including all accruals | m3 | 5.4 | 1500 | 8100
2.1.10 | Fill with soils without roots and other organic matter by compacting each time layers of 20 cm up to the level of the original ground, including all accruals | m3 | 107.925 | 1500 | 161887.5
2.1.11 | Excavate a trench of protection of the source up to 80 cm depth. The bottom width 50 cm, including all accruals. | m3 | 11.2 | 1500 | 16800
2.1.12 | Put in place a protective fence of quickset hedge in euphorbiums against animals, including all accruals | lm | 28 | 600 | 16800
2.1.13 | Plant passparum around the zone of harnessing, including all accruals | m2 | 49 | 500 | 24500
| SUBTOTAL DIVISION 2.1: |  |  |  | 2280337.5
| SUBTOTAL DIVISION 2.1 OF 1 SOURCE: |  |  |  | 2280337.5
2.3 | CATCHMENT OF RWAMIYOGOMA SOURCE 0.12l/s
2.3.1 | Site clearance, removal of top vegetable soil, and site leveling or any shaping necessary | m2 | 56 | 1000 | 56000
2.3.2 | Earthwork , cut, fill and evacuation or overlay of the surplus soils, including all accruals | m3 | 72 | 2000 | 144000
2.3.3 | Increase in Value for hard soil | m3 | 28.8 | 2500 | 72000
2.3.4 | Increase in Value for rock soil | m3 | 21.6 | 3000 | 64800
2.3.5 | Supply and fix 18m PVC strainer DE75 DN60 PN10 to 20 cm of the tablecloth and routing of water in pipe PVC DE63 DN50 PN10 of the strainer to the starting chamber at 12 m, including all accruals | lm | 12 | 12000 | 144000
2.3.6 | Supply and fix rolled filitrant river gravel, well washed up to 60 cm height, including all accruals | m3 | 25.35 | 50000 | 1267500
2.3.7 | Supply and fix plastic tight sheet with the top of the gravel folded in 3 layers, including all accruals | m2 | 3.9 | 5000 | 19500
2.3.8 | Fill with clay for a tight layer of 30 cm | m3 | 12.675 | 50000 | 633750
2.3.9 | Fill with fine grained soil to a layer of 15 cm on top of the clay, including all accruals | m3 | 6.3375 | 1500 | 9506.25
2.3.10 | Fill with soils without roots and other organic matter by compacting each time layers of 20 cm up to the level of the original ground, including all accruals | m3 | 78.0375 | 1500 | 117056.25
2.3.11 | Excavate a trench of protection of the source up to 80 cm depth. The bottom width 50 cm, including all accruals. | m3 | 8.8 | 1500 | 13200
2.3.12 | Put in place a protective fence of quickset hedge in euphorbiums against animals, including all accruals | lm | 22 | 600 | 13200
2.3.13 | Plant passparum around the zone of harnessing, including all accruals | m2 | 56 | 500 | 28000
| SUBTOTAL DIVISION 2.3: |  |  |  | 2582512.5
| SUBTOTAL DIVISION 2.3 OF 1 SOURCE: |  |  |  | 2582512.5
2.3 | CATCHMENT OF KAGAMBA 2 SOURCE 0.13l/s
2.3.1 | Site clearance, removal of top vegetable soil, and site leveling or any shaping necessary | m2 | 226.5 | 1000 | 226500
2.3.2 | Earthwork , cut, fill and evacuation or overlay of the surplus soils, including all accruals | m3 | 97.5 | 2000 | 195000
2.3.3 | Increase in Value for hard soil | m3 | 117 | 2500 | 292500
2.3.4 | Increase in Value for rock soil | m3 | 78 | 3000 | 234000
2.3.5 | Supply and fix 18m PVC strainer DE75 DN60 PN10 to 20 cm of the tablecloth and routing of water in pipe PVC DE63 DN50 PN10 of the strainer to the starting chamber at 12 m, including all accruals | lm | 12 | 12000 | 144000
2.3.6 | Supply and fix rolled filitrant river gravel, well washed up to 60 cm height, including all accruals | m3 | 6.417 | 50000 | 320850
2.3.7 | Supply and fix plastic tight sheet with the top of the gravel folded in 3 layers, including all accruals | m2 | 58.95 | 5000 | 294750
2.3.8 | Fill with clay for a tight layer of 30 cm | m3 | 5.4 | 50000 | 270000
2.3.9 | Fill with fine grained soil to a layer of 15 cm on top of the clay, including all accruals | m3 | 19.88 | 1500 | 29820
2.3.10 | Fill with soils without roots and other organic matter by compacting each time layers of 20 cm up to the level of the original ground, including all accruals | m3 | 182.803 | 1500 | 274204.5
2.3.11 | Excavate a trench of protection of the source up to 80 cm depth. The bottom width 50 cm, including all accruals. | m3 | 16.464 | 1500 | 24696
2.3.12 | Put in place a protective fence of quickset hedge in euphorbiums against animals, including all accruals | lm | 8 | 600 | 4800
2.3.13 | Plant passparum around the zone of harnessing, including all accruals | m2 | 226.5 | 500 | 113250
| SUBTOTAL DIVISION 2.3: |  |  |  | 2424370.5
SUBTOTAL DIVISION 2.3 OF 1 SOURCE:
2.3 | CATCHMENT OF KAGAMBA 2 SOURCE 0.15l/s
2.3.1 | Site clearance, removal of top vegetable soil, and site leveling or any shaping necessary | m2 | 56 | 1000 | 56000
2.3.2 | Earthwork , cut, fill and evacuation or overlay of the surplus soils, including all accruals | m3 | 72 | 2000 | 144000
2.3.3 | Increase in Value for hard soil | m3 | 28.8 | 2500 | 72000
2.3.4 | Increase in Value for rock soil | m3 | 21.6 | 3000 | 64800
2.3.5 | Supply and fix 18m PVC strainer DE75 DN60 PN10 to 20 cm of the tablecloth and routing of water in pipe PVC DE63 DN50 PN10 of the strainer to the starting chamber at 12 m, including all accruals | lm | 12 | 12000 | 144000
2.3.6 | Supply and fix rolled filitrant river gravel, well washed up to 60 cm height, including all accruals | m3 | 25.35 | 50000 | 1267500
2.3.7 | Supply and fix plastic tight sheet with the top of the gravel folded in 3 layers, including all accruals | m2 | 11.7 | 5000 | 58500
2.3.8 | Fill with clay for a tight layer of 30 cm | m3 | 12.675 | 50000 | 633750
2.3.9 | Fill with fine grained soil to a layer of 15 cm on top of the clay, including all accruals | m3 | 6.3375 | 1500 | 9506.25
2.3.10 | Fill with soils without roots and other organic matter by compacting each time layers of 20 cm up to the level of the original ground, including all accruals | m3 | 78.0375 | 1500 | 117056.25
2.3.11 | Excavate a trench of protection of the source up to 80 cm depth. The bottom width 50 cm, including all accruals. | m3 | 8.8 | 1500 | 13200
2.3.12 | Put in place a protective fence of quickset hedge in euphorbiums against animals, including all accruals | lm | 22 | 600 | 13200
2.3.13 | Plant passparum around the zone of harnessing, including all accruals | m2 | 56 | 500 | 28000
| SUBTOTAL DIVISION 2.3: |  |  |  | 2621512.5
| SUBTOTAL DIVISION 2.3 OF 1 SOURCE: |  |  |  | 2621512.5
2.2 | CATCHMENT OF SHORI 2 SOURCES 0.19l/s
2.2.1 | Site clearance, removal of top vegetable soil, and site leveling or any shaping necessary | m2 | 64 | 1000 | 64000
2.2.2 | Earthwork , cut, fill and evacuation or overlay of the surplus soils, including all accruals | m3 | 147 | 2000 | 294000
2.2.3 | Increase in Value for hard soil | m3 | 49 | 2500 | 122500
2.2.4 | Increase in Value for rock soil | m3 | 49 | 3000 | 147000
2.2.5 | Supply and fix 18m PVC strainer DE75 DN60 PN10 to 20 cm of the tablecloth and routing of water in pipe PVC DE63 DN50 PN10 of the strainer to the starting chamber at 12 m, including all accruals | lm | 15 | 12000 | 180000
2.2.6 | Supply and fix rolled filitrant river gravel, well washed up to 60 cm height, including all accruals | m3 | 16.5 | 50000 | 825000
2.2.7 | Supply and fix plastic tight sheet with the top of the gravel folded in 3 layers, including all accruals | m2 | 10.8 | 5000 | 54000
2.2.8 | Fill with clay for a tight layer of 30 cm | m3 | 14.7 | 50000 | 735000
2.2.9 | Fill with fine grained soil to a layer of 15 cm on top of the clay, including all accruals | m3 | 5.4 | 1500 | 8100
2.2.10 | Fill with soils without roots and other organic matter by compacting each time layers of 20 cm up to the level of the original ground, including all accruals | m3 | 208.4 | 1500 | 312600
2.2.11 | Excavate a trench of protection of the source up to 80 cm depth. The bottom width 50 cm, including all accruals. | m3 | 12.8 | 1500 | 19200
2.2.12 | Put in place a protective fence of quickset hedge in euphorbiums against animals, including all accruals | lm | 32 | 600 | 19200
2.2.13 | Plant passparum around the zone of harnessing, including all accruals | m2 | 64 | 500 | 32000
| SUBTOTAL DIVISION 2.2: |  |  |  | 2812600
| SUBTOTAL DIVISION 2.2 OF 1 SOURCE: |  |  |  | 2812600
2.3 | CATCHMENT OF 4 SOURCES 0.2l/s
2.3.1 | Site clearance, removal of top vegetable soil, and site leveling or any shaping necessary | m2 | 64 | 1000 | 64000
2.3.2 | Earthwork , cut, fill and evacuation or overlay of the surplus soils, including all accruals | m3 | 84.5 | 2000 | 169000
2.3.3 | Increase in Value for hard soil | m3 | 42.25 | 2500 | 105625
2.3.4 | Increase in Value for rock soil | m3 | 42.25 | 3000 | 126750
2.3.5 | Supply and fix 18m PVC strainer DE75 DN60 PN10 to 20 cm of the tablecloth and routing of water in pipe PVC DE63 DN50 PN10 of the strainer to the starting chamber at 12 m, including all accruals | lm | 10 | 12000 | 120000
2.3.6 | Supply and fix rolled filitrant river gravel, well washed up to 60 cm height, including all accruals | m3 | 44.37 | 50000 | 2218500
2.3.7 | Supply and fix plastic tight sheet with the top of the gravel folded in 3 layers, including all accruals | m2 | 2.7 | 5000 | 13500
2.3.8 | Fill with clay for a tight layer of 30 cm | m3 | 6.816 | 50000 | 340800
2.3.9 | Fill with fine grained soil to a layer of 15 cm on top of the clay, including all accruals | m3 | 4.05 | 1500 | 6075
2.3.10 | Fill with soils without roots and other organic matter by compacting each time layers of 20 cm up to the level of the original ground, including all accruals | m3 | 113.764 | 1500 | 170646
2.3.11 | Excavate a trench of protection of the source up to 80 cm depth. The bottom width 50 cm, including all accruals. | m3 | 12.8 | 1500 | 19200
2.3.12 | Put in place a protective fence of quickset hedge in euphorbiums against animals, including all accruals | lm | 32 | 600 | 19200
2.3.13 | Plant passparum around the zone of harnessing, including all accruals | m2 | 64 | 500 | 32000
| SUBTOTAL DIVISION 2.3: |  |  |  | 3405296
| SUBTOTAL DIVISION 2.3 OF 1 SOURCE: |  |  |  | 3405296
2.2 | CATCHMENT OF NYARUSHISHATI 3 SOURCES 0.34l/s
2.2.1 | Site clearance, removal of top vegetable soil, and site leveling or any shaping necessary | m2 | 176.7146 | 1000 | 176714.5868
2.2.2 | Earthwork , cut, fill and evacuation or overlay of the surplus soils, including all accruals | m3 | 254.469 | 2000 | 508938.0099
2.2.3 | Increase in Value for hard soil | m3 | 127.2345 | 2500 | 318086.2562
2.2.4 | Increase in Value for rock soil | m3 | 159.0431 | 3000 | 477129.3843
2.2.5 | Supply and fix 18m PVC strainer DE75 DN60 PN10 to 20 cm of the tablecloth and routing of water in pipe PVC DE63 DN50 PN10 of the strainer to the starting chamber at 12 m, including all accruals | lm | 30 | 12000 | 360000
2.2.6 | Supply and fix rolled filitrant river gravel, well washed up to 60 cm height, including all accruals | m3 | 23.0907 | 50000 | 1154535.3002
2.2.7 | Supply and fix plastic tight sheet with the top of the gravel folded in 3 layers, including all accruals | m2 | 28.2743 | 5000 | 141371.6694
2.2.8 | Fill with clay for a tight layer of 30 cm | m3 | 8.4823 | 50000 | 424115.0082
2.2.9 | Fill with fine grained soil to a layer of 15 cm on top of the clay, including all accruals | m3 | 50.2655 | 1500 | 75398.2237
2.2.10 | Fill with soils without roots and other organic matter by compacting each time layers of 20 cm up to the level of the original ground, including all accruals | m3 | 458.9081 | 1500 | 688362.2203
2.2.11 | Excavate a trench of protection of the source up to 80 cm depth. The bottom width 50 cm, including all accruals. | m3 | 18.8496 | 1500 | 28274.3339
2.2.12 | Put in place a protective fence of quickset hedge in euphorbiums against animals, including all accruals | lm | 47.1239 | 600 | 28274.3339
2.2.13 | Plant passparum around the zone of harnessing, including all accruals | m2 | 176.7146 | 500 | 88357.2934
| SUBTOTAL DIVISION 2.2: |  |  |  | 4469556.6201
| SUBTOTAL DIVISION 2.2 OF 1 SOURCE: |  |  |  | 4469556.6201
2.4 | CATCHMENT OF RUGOGWE 2 SOURCE 0.8l/s
2.4.1 | Site clearance, removal of top vegetable soil, and site leveling or any shaping necessary | m2 | 883.5729 | 1000 | 883572.9338
2.4.2 | Earthwork , cut, fill and evacuation or overlay of the surplus soils, including all accruals | m3 | 678.584 | 2000 | 1357168.0264
2.4.3 | Increase in Value for hard soil | m3 | 235.6194 | 2500 | 589048.6225
2.4.4 | Increase in Value for rock soil | m3 | 157.0796 | 3000 | 471238.898
2.4.5 | Supply and fix 18m PVC strainer DE75 DN60 PN10 to 20 cm of the tablecloth and routing of water in pipe PVC DE63 DN50 PN10 of the strainer to the starting chamber at 12 m, including all accruals | lm | 30 | 12000 | 360000
2.4.6 | Supply and fix rolled filitrant river gravel, well washed up to 60 cm height, including all accruals | m3 | 18 | 50000 | 900000
2.4.7 | Supply and fix plastic tight sheet with the top of the gravel folded in 3 layers, including all accruals | m2 | 12 | 5000 | 60000
2.4.8 | Fill with clay for a tight layer of 30 cm | m3 | 36 | 50000 | 1800000
2.4.9 | Fill with fine grained soil to a layer of 15 cm on top of the clay, including all accruals | m3 | 18 | 1500 | 27000
2.4.10 | Fill with soils without roots and other organic matter by compacting each time layers of 20 cm up to the level of the original ground, including all accruals | m3 | 176.7146 | 1500 | 265071.8801
2.4.11 | Excavate a trench of protection of the source up to 80 cm depth. The bottom width 50 cm, including all accruals. | m3 | 37.6991 | 1500 | 56548.6678
2.4.12 | Put in place a protective fence of quickset hedge in euphorbiums against animals, including all accruals | lm | 94.2478 | 600 | 56548.6678
2.4.13 | Plant passparum around the zone of harnessing, including all accruals | m2 | 883.5729 | 500 | 441786.4669
| SUBTOTAL DIVISION 2.4: |  |  |  | 7267984.1633
4 | REHABILITATION WORKS
REHABILITATION OF CATCHMENT OF 0.06 L/S SOURCES
477 | Site clearance, removal of top vegetable soil, and site leveling or any shaping necessary | m2 | 81 | 1000 | 81000
478 | Earthwork , cut, fill and evacuation or overlay of the surplus soils, including all accruals | m3 | 33.8 | 2000 | 67600
479 | Increase in value for a hard and rock ground | m3 | 50.7 | 2500 | 126750
480 | Supply and fix 18m PVC strainer DE90 DN80 PN10 to 20 cm of the tablecloth and routing of water in pipe PVC DE75 DN60 PN10 of the strainer to the starting chamber at 45 m, including all accruals | lm | 10 | 3000 | 30000
481 | Supply and fix rolled filitrant river gravel, well washed up to 60 cm height, including all accruals | m3 | 9.432 | 12000 | 113184
482 | Supply and fix plastic tight sheet with the top of the gravel folded in 3 layers, including all accruals | m2 | 2.1 | 50000 | 105000
483 | Fill with clay for a tight layer of 30 cm | m3 | 3.408 | 5000 | 17040
484 | Fill with fine grained soil to a layer of 15 cm on top of the clay, including all accruals | m3 | 1.575 | 50000 | 78750
485 | Fill with soils without roots and other organic matter by compacting each time layers of 20 cm up to the level of the original ground, including all accruals | m3 | 151.085 | 1500 | 226627.5
486 | Excavate a trench of protection of the source up to 80 cm depth. The bottom width 40 cm, including all accruals. | m3 | 14.4 | 1500 | 21600
488 | Put in place a protective fence of quickset hedge in euphorbiums against animals, including all accruals | lm | 36 | 600 | 21600
489 | Plant passparum around the zone of harnessing, including all accruals | m2 | 81 | 500 | 40500
| Sub Total |  |  |  | 929651.5
| SUBTOTAL of 1 SOURCE |  | 1 |  | 929651.5
REHABILITATION OF CATCHMENT OF 0.1 L/S SOURCES
477 | Site clearance, removal of top vegetable soil, and site leveling or any shaping necessary | m2 | 64 | 1000 | 64000
478 | Earthwork , cut, fill and evacuation or overlay of the surplus soils, including all accruals | m3 | 84.5 | 2000 | 169000
479 | Increase in value for a hard and rock ground | m3 | 42.25 | 2500 | 105625
480 | Supply and fix 18m PVC strainer DE90 DN80 PN10 to 20 cm of the tablecloth and routing of water in pipe PVC DE75 DN60 PN10 of the strainer to the starting chamber at 45 m, including all accruals | lm | 10 | 3000 | 30000
481 | Supply and fix rolled filitrant river gravel, well washed up to 60 cm height, including all accruals | m3 | 11.832 | 12000 | 141984
482 | Supply and fix plastic tight sheet with the top of the gravel folded in 3 layers, including all accruals | m2 | 2.7 | 50000 | 135000
483 | Fill with clay for a tight layer of 30 cm | m3 | 6.816 | 5000 | 34080
484 | Fill with fine grained soil to a layer of 15 cm on top of the clay, including all accruals | m3 | 4.05 | 50000 | 202500
485 | Fill with soils without roots and other organic matter by compacting each time layers of 20 cm up to the level of the original ground, including all accruals | m3 | 168.052 | 1500 | 252078
486 | Excavate a trench of protection of the source up to 80 cm depth. The bottom width 40 cm, including all accruals. | m3 | 12.8 | 1500 | 19200
488 | Put in place a protective fence of quickset hedge in euphorbiums against animals, including all accruals | lm | 32 | 600 | 19200
489 | Plant passparum around the zone of harnessing, including all accruals | m2 | 64 | 500 | 32000
| Sub Total |  |  |  | 1204667
| SUBTOTAL of 1 SOURCE |  | 1 |  | 1204667
REHABILITATION OF CATCHMENT OF 0.15 L/S SOURCES
477 | Site clearance, removal of top vegetable soil, and site leveling or any shaping necessary | m2 | 169 | 1000 | 169000
478 | Earthwork , cut, fill and evacuation or overlay of the surplus soils, including all accruals | m3 | 33.8 | 2000 | 67600
479 | Increase in value for a hard and rock ground | m3 | 50.7 | 2500 | 126750
480 | Supply and fix 18m PVC strainer DE90 DN80 PN10 to 20 cm of the tablecloth and routing of water in pipe PVC DE75 DN60 PN10 of the strainer to the starting chamber at 45 m, including all accruals | lm | 24 | 3000 | 72000
481 | Supply and fix rolled filitrant river gravel, well washed up to 60 cm height, including all accruals | m3 | 7.116 | 12000 | 85392
482 | Supply and fix plastic tight sheet with the top of the gravel folded in 3 layers, including all accruals | m2 | 2.2 | 50000 | 110000
483 | Fill with clay for a tight layer of 30 cm | m3 | 9.216 | 5000 | 46080
484 | Fill with fine grained soil to a layer of 15 cm on top of the clay, including all accruals | m3 | 4.125 | 50000 | 206250
485 | Fill with soils without roots and other organic matter by compacting each time layers of 20 cm up to the level of the original ground, including all accruals | m3 | 233.043 | 1500 | 349564.5
486 | Excavate a trench of protection of the source up to 80 cm depth. The bottom width 40 cm, including all accruals. | m3 | 20.8 | 1500 | 31200
488 | Put in place a protective fence of quickset hedge in euphorbiums against animals, including all accruals | lm | 52 | 600 | 31200
489 | Plant passparum around the zone of harnessing, including all accruals | m2 | 169 | 500 | 84500
| Sub Total |  |  |  | 1379536.5
| SUBTOTAL of 1 SOURCE |  | 1 |  | 1379536.5
REHABILITATION OF CATCHMENT OF 0.2 L/S SOURCES
464 | Site clearance, removal of top vegetable soil, and site leveling or any shaping necessary | m2 | 121 | 1000 | 121000
465 | Earthwork , cut, fill and evacuation or overlay of the surplus soils, including all accruals | m3 | 85.8 | 2000 | 171600
466 | Increase in value for a hard and rock ground | m3 | 33.8 | 2500 | 84500
467 | Supply and fix 18m PVC strainer DE90 DN80 PN10 to 20 cm of the tablecloth and routing of water in pipe PVC DE75 DN60 PN10 of the strainer to the starting chamber at 45 m, including all accruals | lm | 12 | 3000 | 36000
468 | Supply and fix rolled filitrant river gravel, well washed up to 60 cm height, including all accruals | m3 | 9.432 | 12000 | 113184
469 | Supply and fix plastic tight sheet with the top of the gravel folded in 3 layers, including all accruals | m2 | 15 | 50000 | 750000
470 | Fill with clay for a tight layer of 30 cm | m3 | 3.408 | 5000 | 17040
471 | Fill with fine grained soil to a layer of 15 cm on top of the clay, including all accruals | m3 | 4.05 | 50000 | 202500
472 | Fill with soils without roots and other organic matter by compacting each time layers of 20 cm up to the level of the original ground, including all accruals | m3 | 102.71 | 1500 | 154065
473 | Excavate a trench of protection of the source up to 80 cm depth. The bottom width 40 cm, including all accruals. | m3 | 12.8 | 1500 | 19200
475 | Put in place a protective fence of quickset hedge in euphorbiums against animals, including all accruals | lm | 40 | 600 | 24000
476 | Plant passparum around the zone of harnessing, including all accruals | m2 | 121 | 500 | 60500
| Sub Total |  |  |  | 1753589
| SUBTOTAL of 2 SOURCES |  | 2 |  | 3507178
REHABILITATION OF CATCHMENT OF SOURCES (0.25L/S)
464 | Site clearance, removal of top vegetable soil, and site leveling or any shaping necessary | m2 | 144 | 1000 | 144000
465 | Earthwork , cut, fill and evacuation or overlay of the surplus soils, including all accruals | m3 | 88.2 | 2000 | 176400
466 | Increase in value for a hard and rock ground | m3 | 132.3 | 2500 | 330750
467 | Supply and fix 18m PVC strainer DE90 DN80 PN10 to 20 cm of the tablecloth and routing of water in pipe PVC DE75 DN60 PN10 of the strainer to the starting chamber at 45 m, including all accruals | lm | 18 | 3000 | 54000
468 | Supply and fix rolled filitrant river gravel, well washed up to 60 cm height, including all accruals | m3 | 6.072 | 12000 | 72864
469 | Supply and fix plastic tight sheet with the top of the gravel folded in 3 layers, including all accruals | m2 | 4.5 | 50000 | 225000
470 | Fill with clay for a tight layer of 30 cm | m3 | 6.816 | 5000 | 34080
471 | Fill with fine grained soil to a layer of 15 cm on top of the clay, including all accruals | m3 | 4.95 | 50000 | 247500
472 | Fill with soils without roots and other organic matter by compacting each time layers of 20 cm up to the level of the original ground, including all accruals | m3 | 346.662 | 1500 | 519993
473 | Excavate a trench of protection of the source up to 80 cm depth. The bottom width 40 cm, including all accruals. | m3 | 19.2 | 1500 | 28800
475 | Put in place a protective fence of quickset hedge in euphorbiums against animals, including all accruals | lm | 48 | 600 | 28800
476 | Plant passparum around the zone of harnessing, including all accruals | m2 | 144 | 500 | 72000
| Sub Total |  |  |  | 1934187
| SUBTOTAL of 1 SOURCE : |  |  |  | 1934187
REHABILITATION OF CATCHMENT OF SOURCES (0.27L/S)
464 | Site clearance, removal of top vegetable soil, and site leveling or any shaping necessary | m2 | 121 | 1000 | 121000
465 | Earthwork , cut, fill and evacuation or overlay of the surplus soils, including all accruals | m3 | 85.8 | 2000 | 171600
466 | Increase in value for a hard and rock ground | m3 | 33.8 | 2500 | 84500
467 | Supply and fix 18m PVC strainer DE90 DN80 PN10 to 20 cm of the tablecloth and routing of water in pipe PVC DE75 DN60 PN10 of the strainer to the starting chamber at 45 m, including all accruals | lm | 12 | 3000 | 36000
468 | Supply and fix rolled filitrant river gravel, well washed up to 60 cm height, including all accruals | m3 | 4.632 | 12000 | 55584
469 | Supply and fix plastic tight sheet with the top of the gravel folded in 3 layers, including all accruals | m2 | 21 | 50000 | 1050000
470 | Fill with clay for a tight layer of 30 cm | m3 | 3.408 | 5000 | 17040
471 | Fill with fine grained soil to a layer of 15 cm on top of the clay, including all accruals | m3 | 5.85 | 50000 | 292500
472 | Fill with soils without roots and other organic matter by compacting each time layers of 20 cm up to the level of the original ground, including all accruals | m3 | 105.71 | 1500 | 158565
473 | Excavate a trench of protection of the source up to 80 cm depth. The bottom width 40 cm, including all accruals. | m3 | 15.36 | 1500 | 23040
475 | Put in place a protective fence of quickset hedge in euphorbiums against animals, including all accruals | lm | 48 | 600 | 28800
476 | Plant passparum around the zone of harnessing, including all accruals | m2 | 121 | 500 | 60500
| Sub Total |  |  |  | 2099129
| SUBTOTAL of 1 SOURCE : |  | 1 |  | 2099129
SUBTOTAL DIVISION 2.2:
4.1 | REHABILITATION OF CATCHMENT OF 0.4 SOURCES
4.1.2 | Site clearance, removal of top vegetable soil, and site leveling or any shaping necessary | m2 | 225 | 1000 | 225000
4.1.3 | Earthwork , cut, fill and evacuation or overlay of the surplus soils, including all accruals | m3 | 151.5333 | 2000 | 303066.6667
4.1.4 | Increase in value for a hard and rock ground | m3 | 80.51 | 2500 | 201275
4.1.5 | Supply and fix 18m PVC strainer DE90 DN80 PN10 to 20 cm of the tablecloth and routing of water in pipe PVC DE75 DN60 PN10 of the strainer to the starting chamber at 45 m, including all accruals | lm | 21 | 3000 | 63000
4.1.6 | Supply and fix rolled filitrant river gravel, well washed up to 60 cm height, including all accruals | m3 | 8.3333 | 12000 | 100000
4.1.7 | Supply and fix plastic tight sheet with the top of the gravel folded in 3 layers, including all accruals | m2 | 21.3333 | 50000 | 1066666.6667
4.1.8 | Fill with clay for a tight layer of 30 cm | m3 | 3.8333 | 5000 | 19166.6667
4.1.9 | Fill with fine grained soil to a layer of 15 cm on top of the clay, including all accruals | m3 | 3.6233 | 50000 | 181166.6667
4.1.10 | Fill with soils without roots and other organic matter by compacting each time layers of 20 cm up to the level of the original ground, including all accruals | m3 | 232.0433 | 1500 | 348065
4.1.11 | Excavate a trench of protection of the source up to 80 cm depth. The bottom width 40 cm, including all accruals. | m3 | 16 | 1500 | 24000
4.1.13 | Put in place a protective fence of quickset hedge in euphorbiums against animals, including all accruals | lm | 32.6667 | 600 | 19600
4.1.14 | Plant passparum around the zone of harnessing, including all accruals | m2 | 225 | 500 | 112500
| Sub Total |  |  |  | 2663506.6667
| 4.1 SUBTOTAL of 1 Source: |  | 1 |  | 2663506.6667

## CASING (hidden)
Enter Even number only here
no of casing | Pipes | Corresponding casing | m |  |  | HPDE end cup DN 32 PN16 | 1680
4 | HDPE PIPE DN 32 NP 16 | casing with GS 1 1/4'' pipe | 24 |  |  | HPDE end cup DN 40 PN16 | 2436
6 | HDPE PIPE DN 40 NP 16 | casing with GS 1 1/2'' pipe | 36 |  |  | HPDE end cup DN 50 PN16 | 3200.4
| HDPE PIPE DN 50 NP16 | casing with GS 2'' pipe | 0 |  |  | HPDE end cup DN 63 PN16 | 4480.56
| HDPE PIPE DN 63 NP 16 | Casing with G.S 2 1/2" pipes | 0 |  |  | HPDE end cup DN 75 PN16 | 9429.84
| HDPE PIPE DN 75 NP 16 | Casing with G.S 3" pipes | 0 |  | 4 | HPDE end cup DN90 PN16 | 11763.36
| HDPE PIPE DN 90 NP 16 | Casing with G.S 3-1/2" pipes | 0 |  |  | HPDE end cup DN 110 PN16 | 20543.04
| HDPE PIPE DN 110 NP16 | Casing with G.S 4-1/2" pipes | 0 |  |  | HPDE end cup DN 125 PN16 | 166200
| HDPE PIPE DN 125 NP16 | Casing with G.S 5" pipes | 0 |  |  | HPDE end cup DN 140 PN16 | 172800
| HDPE PIPE DN 140 NP 16 | Casing with G.S 6" pipes | 0 |  |  | Clamp saddle for HDPE pipes DN 40x3/4'' | 25532.16
| HDPE PIPE DN 160 NP 16 | Casing with G.S 7" pipes | 0 |  |  | Clamp saddle for HDPE pipes DN 50x1'' | 30332.16
[6 empty] | Clamp saddle for HDPE pipes DN 63x3/4'' | 41676
[6 empty] | Clamp saddle for HDPE pipes DN 63x1'' | 41676
[6 empty] | Clamp saddle for HDPE pipes DN 75x1'' | 60730.32
[6 empty] | Clamp saddle for HDPE pipes DN 90x1'' | 63436.32
[6 empty] | Clamp saddle for HDPE pipes DN 110x1'' | 67390.8
[6 empty] | Clamp saddle for HDPE pipes DN 125x1'' | 74751.12
[6 empty] | Clamp saddle for HDPE pipes DN140 x1'' | 77386.08
[6 empty] | HDPE socket coupling DN 25 PN16 | 9311.616
[6 empty] | HDPE socket coupling DN 32 PN16 | 11918.472
[6 empty] | HDPE socket coupling DN 40 PN16 | 33863.64
[6 empty] | HDPE socket coupling DN 50 PN16 | 40868.592
[6 empty] | HDPE socket coupling DN 63 PN16 | 46638.792
[6 empty] | HDPE socket coupling DN 75 PN16 | 94131.432
[6 empty] | HDPE socket coupling DN 90 PN16 | 148488.84
[6 empty] | HDPE socket coupling DN 110 PN16 | 325552.56
[6 empty] | HDPE socket coupling DN 125 PN16 | 446040
[6 empty] | HDPE socket coupling DN 140 PN16 | 453120
[6 empty] | HDPE socket coupling DN 160 PN16 | 488520
[6 empty] | HDPE socket coupling DN 200 PN16 | 549408
[6 empty] | HDPE socket coupling DN 250 PN16 | 566400
[6 empty] | HDPE socket coupling DN 315 PN16 | 587640
HPDE end cup DN 32 PN16 |  |  |  | 1680
HPDE end cup DN 40 PN16 |  |  |  | 2436
HPDE end cup DN 50 PN16 |  |  |  | 3200.4
HPDE end cup DN 63 PN16 |  |  |  | 4480.56
HPDE end cup DN 75 PN16 |  |  |  | 9429.84
HPDE end cup DN90 PN16 |  |  |  | 11763.36
HPDE end cup DN 110 PN16 |  |  |  | 20543.04
HPDE end cup DN 125 PN16 |  |  |  | 166200
HPDE end cup DN 140 PN16 |  |  |  | 172800
Clamp saddle for HDPE pipes DN 40x3/4'' |  |  |  | 25532.16
Clamp saddle for HDPE pipes DN 50x1'' |  |  |  | 30332.16
Clamp saddle for HDPE pipes DN 63x3/4'' |  |  |  | 41676
Clamp saddle for HDPE pipes DN 63x1'' |  |  |  | 41676
Clamp saddle for HDPE pipes DN 75x1'' |  |  |  | 60730.32
Clamp saddle for HDPE pipes DN 90x1'' |  |  |  | 63436.32
Clamp saddle for HDPE pipes DN 110x1'' |  |  |  | 67390.8
Clamp saddle for HDPE pipes DN 125x1'' |  |  |  | 74751.12
Clamp saddle for HDPE pipes DN140 x1'' |  |  |  | 77386.08
HDPE socket coupling DN 25 PN16 |  |  |  | 9311.616
HDPE socket coupling DN 32 PN16 |  |  |  | 11918.472
HDPE socket coupling DN 40 PN16 |  |  |  | 33863.64
HDPE socket coupling DN 50 PN16 |  |  |  | 40868.592
HDPE socket coupling DN 63 PN16 |  |  |  | 46638.792
HDPE socket coupling DN 75 PN16 |  |  |  | 94131.432
HDPE socket coupling DN 90 PN16 |  |  |  | 148488.84
HDPE socket coupling DN 110 PN16 |  |  |  | 325552.56
HDPE socket coupling DN 125 PN16 |  |  |  | 446040
HDPE socket coupling DN 140 PN16 |  |  |  | 453120
HDPE socket coupling DN 160 PN16 |  |  |  | 488520
HDPE socket coupling DN 200 PN16 |  |  |  | 549408
HDPE socket coupling DN 250 PN16 |  |  |  | 566400
HDPE socket coupling DN 315 PN16 |  |  |  | 587640
HDPE PIPE ND 32 NP 16 |  |  |  | 1350.6686
HDPE PIPE ND 40 NP 16 |  |  |  | 2151.0428
HDPE PIPE ND 50 NP16 |  |  |  | 3351.6437
HDPE PIPE ND 63 NP 16 |  |  |  | 5347.7222
HDPE PIPE ND 75 NP 16 |  |  |  | 7567.5345
HDPE PIPE ND 90 NP 16 |  |  |  | 10897.3123
HDPE PIPE ND 110 NP16 |  |  |  | 16245.0345
HDPE PIPE ND 125 NP16 |  |  |  | 21164.4394
HDPE PIPE ND 140 NP 16 |  |  |  | 26506.4325
HDPE PIPE ND 160 NP 16 |  |  |  | 34188.6885
HDPE PIPE ND 200 NP 16 |  |  |  | 53419.7526
HDPE PIPE ND 250 NP 16 |  |  |  | 83334.7832
HDPE PIPE ND 315 NP 16 |  |  |  | 132277.4836

## rehabilitation (hidden)
4.1.3 | REHABILITATION OF CATCHMENT OF SOURCES
4.1.3.1 | Site clearance, removal of top vegetable soil, and site leveling or any shaping necessary | m2 | 333.3333 | 500 | 166666.6667
4.1.3.2 | Earthwork , cut, fill and evacuation or overlay of the surplus soils, including all accruals | m3 | 151.5333 | 2000 | 303066.6667
4.1.3.3 | Increase in value for a hard and rock ground | m3 | 80.51 | 2500 | 201275
4.1.3.4 | Supply and fix 18m PVC strainer DE90 DN80 PN10 to 20 cm of the tablecloth and routing of water in pipe PVC DE75 DN60 PN10 of the strainer to the starting chamber at 45 m, including all accruals | lm | 21 | 5000 | 105000
4.1.3.5 | Supply and fix rolled filitrant river gravel, well washed up to 60 cm height, including all accruals | m3 | 8.3333 | 25000 | 208333.3333
4.1.3.6 | Supply and fix plastic tight sheet with the top of the gravel folded in 3 layers, including all accruals | m2 | 21.3333 | 2000 | 42666.6667
4.1.3.7 | Fill with clay for a tight layer of 30 cm | m3 | 3.8333 | 15000 | 57500
4.1.3.8 | Fill with fine grained soil to a layer of 15 cm on top of the clay, including all accruals | m3 | 3.6233 | 5000 | 18116.6667
4.1.3.9 | Fill with soils without roots and other organic matter by compacting each time layers of 20 cm up to the level of the original ground, including all accruals | m3 | 232.0433 | 700 | 162430.3333
4.1.3.10 | Excavate a trench of protection of the source up to 80 cm depth. The bottom width 40 cm, including all accruals. | m3 | 16 | 2000 | 32000
4.1.3.11 | Retaining Wall in Stone masonry for catchment area protection | m3 | 3 | 50000 | 150000
4.1.3.12 | Put in place a protective fence of quickset hedge in euphorbiums against animals, including all accruals | lm | 32.6667 | 1000 | 32666.6667
4.1.3.13 | Plant passparum around the zone of harnessing, including all accruals | m2 | 233.3333 | 500 | 116666.6667
| Sub Total of 4.1.3: |  |  |  | 4789166
| SUBTOTAL of …….. CATCHMENT OF SOURCES |  | 1 |  | 4789166
4.1.3 | REHABILITATION OF STARTING AND COLLECTION CHAMBERS
4.1.3.1 | Earthwork by cut, fill and evacuation or overlay of the surplus soils, including all accruals | m3 | 20 | 2000 | 40000
4.1.3.2 | Stripping or removal of old internal face of wall of chamber and external joints | m2 | 24 | 2500 | 60000
4.1.3.3 | Repointing of external face of walls | m2 | 25.92 | 2500 | 64800
4.1.3.4 | Coating of the internal face of wall of the chamber with 3 hydrafuges water proofing coats | m2 | 24.14 | 10000 | 241400
4.1.3.5 | application of sikalatex later on internal surface after the impermeability test of the chamber | m2 | 24.14 | 2500 | 60350
4.1.3.6 | Supply and coating some external parts(cover,hydraulic connectios,..) of the chamber with 3 layers of "Epoxy" paint | m2 | 4.9 | 2500 | 12250
4.1.3.7 | Plaster on the upper side of roof slab with a rough mortar class B | m2 | 21.64 | 6000 | 129840
4.1.3.8 | Supply and fix of the metallic cover of 60X60X0.3 cm | item | 2 | 60000 | 120000
4.1.3.9 | Supply and fix hydraulic equipements | ls | 2 | 200000 | 400000
| Sub Total of 4.1.3: |  |  |  | 1128640
| SUBTOTAL of …….. STARTING CHAMBERS: |  | 1 |  | 1128640
4.1.3 | Partial Rehabilitation of 5 m3 capacity reservoirs
4.1.3.1 | Repointing of external face of walls | m2 | 21.02 | 2500 | 52550
4.1.3.2 | Supply and coating some external parts(cover,hydraulic connections,..) of the tank with 3 layers of "Epoxy" paint | m2 | 2.45 | 2500 | 6125
4.1.3.3 | Plaster on the upper side of roof slab with a rough mortar class B | m2 | 18.25 | 6000 | 109500
4.1.3.4 | Supply and fix of the metallic cover of 80 x 80 x 0,3 cm with a ventilation shaft at the top and a mosquito screen | item | 1 | 80000 | 80000
4.1.3.5 | Supply a portable aluminium ladder, the step=25cm and total length = 3 meter. | item | 1 | 150000 | 150000
4.1.3.6 | Rehabilitation of valve chamber, including all necessary according to technical specification | item | 1 | 300000 | 300000
4.1.3.7 | Rehabilitation ejection work including all necessary according to technical specification | ls | 1 | 150000 | 150000
4.1.3.8 | Supply and fix hydraulic equipements | ls | 1 | 300000 | 300000
| Sub Total of 4.1.3: |  |  |  | 1148175
| SUBTOTAL of …….. Rehabilitation Res5m3: |  | 1 |  | 1148175
4.1.3 | Partial Rehabilitation of 10 m3 capacity reservoirs
4.1.3.1 | Earthwork by cut, fill and evacuation or overlay of the surplus soils, including all accruals | m3 | 15 | 2000 | 30000
4.1.3.2 | Stripping or removal of old internal face of wall of chamber and external joints | m2 | 16.01 | 2500 | 40025
4.1.3.3 | Repointing of external face of walls | m2 | 12.96 | 2500 | 32400
4.1.3.4 | Coating of the internal face of wall of the chamber with 3 hydrafuges water proofing coats | m2 | 12.07 | 10000 | 120700
4.1.3.5 | Supply and coating some external parts(cover,hydraulic connectios,..) of the chamber with 3 layers of "Epoxy" paint | m2 | 2.45 | 2500 | 6125
4.1.3.6 | application of sikalatex later on internal surface after the impermeability test of the chamber | m2 | 12.07 | 2500 | 30175
4.1.3.7 | Plaster on the upper side of roof slab with a rough mortar class B | m2 | 4.5 | 6000 | 27000
4.1.3.8 | Supply and fix of the metallic cover of 60X60X0.3 cm | item | 1 | 60000 | 60000
4.1.3.9 | Rehabilitation ejection work including all necessary according to technical specification | ls | 1 | 150000 | 150000
4.1.3.10 | Rehabilitation of valve chamber, including all necessary according to technical specification | ls | 1 | 450000 | 450000
4.1.3.11 | Supply and fix hydraulic equipements and water meter at the outlets pipes of the chamber | ls | 1 | 250000 | 250000
| Sub Total of 4.1.3: |  |  |  | 2392850
| SUBTOTAL of …….. Rehabilitation Res 10m3: |  | 1 |  | 2392850
4.1.3 | Partial Rehabilitation of 15 m3 capacity reservoirs
4.1.3.1 | Earthwork by cut, fill and evacuation or overlay of the surplus soils, including all accruals | m3 | 37.8 | 2000 | 75600
4.1.3.2 | Stripping or removal of old internal face of wall of chamber and external joints | m2 | 32.3664 | 2500 | 80915.9305
4.1.3.3 | Repointing of external face of walls | m2 | 12.4944 | 2500 | 31236.0041
4.1.3.4 | Coating of the internal face of wall of the chamber with 3 hydrafuges water proofing coats | m2 | 32.3664 | 10000 | 323663.722
4.1.3.5 | Supply and coating some external parts(cover,hydraulic connectios,..) of the chamber with 3 layers of "Epoxy" paint | m2 | 12.4944 | 2500 | 31236.0041
4.1.3.6 | application of sikalatex later on internal surface after the impermeability test of the chamber | m2 | 12.07 | 2500 | 30175
4.1.3.7 | Plaster on the upper side of roof slab with a rough mortar class B | m2 | 14.014 | 6000 | 84084.1133
4.1.3.8 | Supply and fix of the metallic cover of 60X60X0.3 cm | item | 1 | 60000 | 60000
4.1.3.9 | Rehabilitation ejection work including all necessary according to technical specification | ls | 1 | 150000 | 150000
4.1.3.10 | Rehabilitation of valve chamber, including all necessary according to technical specification | ls | 1 | 450000 | 450000
4.1.3.11 | Supply and fix hydraulic equipements and water meter at the outlets pipes of the chamber | ls | 1 | 250000 | 250000
| Sub Total of 4.1.3: |  |  |  | 3133821.5479
| SUBTOTAL of …….. Rehabilitation Res 15m3: |  | 1 |  | 3133821.5479
4.1.3 | Partial Rehabilitation of 25 m3 capacity reservoirs
4.1.3.1 | Earthwork by cut, fill and evacuation or overlay of the surplus soils, including all accruals | m3 | 44.3625 | 2000 | 88725
4.1.3.2 | Stripping or removal of old internal face of wall of chamber and external joints | m2 | 32.8053 | 2500 | 82013.2397
4.1.3.3 | Repointing of external face of walls | m2 | 16.4868 | 2500 | 41216.9102
4.1.3.4 | Coating of the internal face of wall of the chamber with 3 hydrafuges water proofing coats | m2 | 32.8053 | 10000 | 328052.9589
4.1.3.5 | Supply and coating some external parts(cover,hydraulic connectios,..) of the chamber with 3 layers of "Epoxy" paint | m2 | 16.4868 | 2500 | 41216.9102
4.1.3.6 | application of sikalatex later on internal surface after the impermeability test of the chamber | m2 | 12.07 | 2500 | 30175
4.1.3.7 | Plaster on the upper side of roof slab with a rough mortar class B | m2 | 20.955 | 6000 | 125730.1479
4.1.3.8 | Supply and fix of the metallic cover of 60X60X0.3 cm | item | 1 | 60000 | 60000
4.1.3.9 | Rehabilitation ejection work including all necessary according to technical specification | ls | 1 | 150000 | 150000
4.1.3.10 | Rehabilitation of valve chamber, including all necessary according to technical specification | ls | 1 | 450000 | 450000
4.1.3.11 | Supply and fix hydraulic equipements and water meter at the outlets pipes of the chamber | ls | 1 | 250000 | 250000
| Sub Total of 4.1.3: |  |  |  | 3294260.3339
| SUBTOTAL of …….. Rehabilitation Res 25: |  | 1 |  | 3294260.3339
4.1.3 | Partial Rehabilitation of 50 m3 capacity reservoirs
4.1.3.1 | Earthwork by cut, fill and evacuation or overlay of the surplus soils, including all accruals | m3 | 51.45 | 2000 | 102900
4.1.3.2 | Stripping or removal of old internal face of wall of chamber and external joints | m2 | 73.0725 | 2500 | 182681.35
4.1.3.3 | Repointing of external face of walls | m2 | 17.5349 | 2500 | 43837.1281
4.1.3.4 | Coating of the internal face of wall of the chamber with 3 hydrafuges water proofing coats | m2 | 73.0725 | 10000 | 730725.4
4.1.3.5 | Supply and coating some external parts(cover,hydraulic connectios,..) of the chamber with 3 layers of "Epoxy" paint | m2 | 2.45 | 2500 | 6125
4.1.3.6 | application of sikalatex later on internal surface after the impermeability test of the chamber | m2 | 12.07 | 2500 | 30175
4.1.3.7 | Plaster on the upper side of roof slab with a rough mortar class B | m2 | 36.4137 | 6000 | 218482.0964
4.1.3.8 | Supply and fix of the metallic cover of 60X60X0.3 cm | item | 1 | 60000 | 60000
4.1.3.9 | Rehabilitation ejection work including all necessary according to technical specification | ls | 1 | 150000 | 150000
4.1.3.10 | Rehabilitation of valve chamber, including all necessary according to technical specification | ls | 1 | 450000 | 450000
4.1.3.11 | Supply and fix hydraulic equipements and water meter at the outlets pipes of the chamber | ls | 1 | 250000 | 250000
| Sub Total of 4.1.3: |  |  |  | 4449851.949
| SUBTOTAL of ……..Rehabilitation Res 50 m3 : |  | 1 |  | 4449851.949
4.1.3 | Partial Rehabilitation of Public 1tap stand
4.1.3.1 | Stripping or removal of old face of wall | m2 | 4 | 2500 | 10000
4.1.3.2 | Coating of walls with 3 layers of plaster of class B | m2 | 5.07 | 10000 | 50700
4.1.3.3 | construction of valve chamber for the tap | ls | 1 | 250000 | 250000
4.1.3.4 | Soakaway pit 1 m3, full of gravel and hardcore (stones pitching) | item | 1 | 50000 | 50000
4.1.3.5 | Supply and fix hydraulic equipements including water meter | ls | 1 | 100000 | 100000
| Sub Total of 4.1.3: |  |  |  | 460700
| SUBTOTAL of …….Rehabilitation Public 1tap stand : |  | 1 |  | 460700

## COLLECTION&STARTING (hidden)
4.1.3 | STARTING CHAMBER # (2.9×2.2×1.2m)
4.1.3.1 | Earthwork by cut, fill and evacuation or overlay of the surplus soils, including all accruals | m3 | 12.48 | 2500 | 31200
4.1.3.2 | Hardcore (stones pitching) of 30 cm with voids full with cement and sand mortar mix of ratio 1 to 10 respectively | m3 | 2.574 | 55000 | 141570
4.1.3.3 | Blind with concrete class C, thickness 5 cm | m3 | 0.429 | 90000 | 38610
4.1.3.4 | Hydraulic reinforced concrete for the base | m3 | 1.353 | 400000 | 541200
4.1.3.5 | Reinforced concrete for the roof ,class A | m3 | 0.8 | 350000 | 280000
4.1.3.6 | Masonry walls in hardcore, with fair face pointed at the joints | m3 | 2.736 | 70000 | 191520
4.1.3.7 | Coating of the internal face of wall of the tank with 3 hydrafuges water proofing coats | m2 | 6.67 | 5000 | 33350
4.1.3.8 | Coating of the internal face of wall of the inspection chamber with 3 layers of plaster of 300 kg | m2 | 6.76 | 3800 | 25688
4.1.3.9 | Supply and apply 3 layers of paints "Sikalatex" | m2 | 6.67 | 10000 | 66700
4.1.3.10 | Plaster on upper side of the roof slab with a rough mortar class B | m2 | 7.64 | 3800 | 29032
4.1.3.11 | Supply and fix the damp proof course between the roof slab, the wall and the beam of support | m2 | 2.04 | 5000 | 10200
4.1.3.12 | Supply and fix of the metallic cover of 60 X 60 X 0.3 cm with a ventilation shaft at the top and the mosquito screen | item | 1 | 80000 | 80000
4.1.3.13 | Supply and fix of an iron ladder embedded in the wall, painted with 3 layers of paint "rust preventive", the step=25cm | lm | 1.25 | 20000 | 25000
4.1.3.14 | Supply and installation of hydraulic equipment and Fittings for connection of starting chamber including pH statilization | LS | 1 | 500000 | 500000
| SUBTOTAL |  |  |  | 1994070
| SUBTOTAL of 3 Intake Chambers |  | # | 3 | 5982210
4.1.4 | COLLECTION CHAMBER # (2.5×2.2×1.5m)
4.1.4.1 | Earthwork by cut, fill and evacuation or overlay of the surplus soils, including all accruals | m3 | 9.114 | 2000 | 18228
4.1.4.2 | Hardcore (stones pitching) of 30 cm with voids full with cement and sand mortar mix of ratio 1 to 10 respectively | m3 | 1.7325 | 30000 | 51975
4.1.4.3 | Blind with concrete class C, thickness 5 cm | m3 | 0.28875 | 130000 | 37537.5
4.1.4.4 | Hydraulic reinforced concrete for the base | m3 | 1.0584 | 400000 | 423360
4.1.4.5 | Reinforced concrete for the roof ,class A | m3 | 1.0584 | 400000 | 423360
4.1.4.6 | Masonry walls in stone, with fair face pointed at the joints | m3 | 2.709 | 90000 | 243810
4.1.4.7 | Coating of the internal face of wall of the chamber with 3 water proofing coats | m2 | 12.285 | 5000 | 61425
4.1.4.8 | Coating of the internal face of wall of the inspection chamber with 3 layers of plaster of 300 kg/m3 | m2 | 12.285 | 3800 | 46683
4.1.4.9 | Supply and apply 3 layers of paints "Skalatex" | m2 | 17.766 | 10000 | 177660
4.1.4.10 | Plaster on upper side of the roof slab with a rough mortar class B | m2 | 8.736 | 3800 | 33196.8
4.1.4.11 | Supply and fix the damp proof course between the roof slab, the wall and the beam of support | m2 | 1.974 | 3000 | 5922
4.1.4.12 | Supply and fix of the metallic cover of 60 X 60 X 0.3 cm with a ventilation shaft at the top and the mosquito screen | item | 1 | 70000 | 70000
4.1.4.13 | Supply a fixed iron ladder for interior access embedded in the wall, painted with 3 layers of paint "rust preventive", with 2m of height | lm | 1.6 | 5000 | 8000
4.1.4.14 | Supply and installation of hydraulic equipment and Fittings for connection of automatic collection (All valve of PN16). | LS | 1 | 400000 | 400000
4.1.4.15 | Rejection works | Ls | 1 | 150000 | 150000
| Sub-total |  |  |  | 2151157.3
| SUBTOTAL of 1 collection chamber |  | # | 1 | 2151157.3

## WATER KIOSK (hidden)
4.3.3 | Construction of the Kiosk with double taps
4.3.3.1 | Preliminary works
| Cutting and filling for leveling | m3 | 30.1392 | 2500 | 75348
4.3.3.2 | Foundation
| Excavation | m3 | 8.652 | 2500 | 21630
| Blind concrete | m3 | 0.6489 | 90000 | 58401
| Masonry with stones for foundation | m3 | 8.652 | 80000 | 692160
| Concrete for leveling foundations | m2 | 10.815 | 5000 | 54075
| Damp proofing against humidity | lm | 4.326 | 1000 | 4326
4.3.3.3 | Masonary
| Masonry in burnt bricks with external joints pointed | m3 | 3.5009 | 80000 | 280072.8
| Ventilator in concrete blocks | m2 | 0.336 | 21000 | 7056
4.3.3.4 | Concrete
| Ring beam in reinforced concrete | m3 | 0.5418 | 350000 | 189630
4.3.3.5 | Roofing
| Wooden struts 100 X 50 X 5 (mm) | lm | 18 | 1500 | 27000
| Wooden purlins 40 X 40 X 3 (mm) | lm | 27.6 | 900 | 24840
| Rafters in right angled triangle | lm | 240 | 500 | 120000
| Facia board in wood | lm | 25.8 | 1300 | 33540
| Pile in metalic tubes 60 x 40 x 3 mm | lm | 9 | 15000 | 135000
4.3.3.6 | Cover
| Cover of tile in blue prepainted autoportant | m2 | 28.98 | 11000 | 318780
4.3.3.7 | Shutters
| Metallic simple door semi glazed with burglar proofs | item | 1 | 140000 | 140000
| Hardwood doors | item | 1 | 90000 | 90000
| Glazed Metallic window with burglar proofs 100X120 cm | item | 2 | 80000 | 160000
4.3.3.8 | Paving
| Floor with smooth finish | m2 | 14.9675 | 9000 | 134707.86
| Splash apron and water channel | m2 | 13.104 | 10000 | 131040
4.3.3.9 | Plastering
| Plastering of the interial walls | m2 | 38.808 | 5000 | 194040
| Plinth | lm | 8.652 | 3000 | 25956
4.3.3.10 | Ceiling to Eaves | m2 | 6.72 | 7000 | 47040
4.3.3.11 | Carten rail and box assembly | lm | 4.2 | 3500 | 14700
4.3.3.12 | Paint
| Latex paints on walls | m2 | 38.808 | 3500 | 135828
| Enamel paint | m2 | 14.61 | 5000 | 73050
| Varnish on flash or solid timber doors | m2 | 2.73 | 6000 | 16380
| Varnish on Eave ceiling | m2 | 6.72 | 6000 | 40320
4.3.3.13 | Soakaway pit 1.5 m3, full of gravel and hardcore covered by concret slabs for acquisition of water that have not entered in jerrycans | Lump Sump | 1 | 50000 | 50000
4.3.3.14 | Supply and installation of hydraulic equipment and Fittings including volumetric water meter with at least nominal flow rate of 1.5m3/h and max admissible pressure of 16 bar | Lump Sump | 1 | 600000 | 600000
| Sub total of BFK |  |  |  | 3894920.66
| SUBTOTAL of …. BFK: |  | # | 1 | 3894920.66
| SUBTOTAL 4.3 of WATER POINTS: |  |  |  | 3894920.66

## BFK_REHABILITATION (hidden)
3.9.4 | Rehabilitation of the Kiosk with double taps
3.9.4.1 | Stripping or removal of old face of wall | m2 | 4 | 2500 | 10000
Plastering
3.9.4.2 | Plastering of the interial walls | m2 | 38.808 | 5000 | 194040
3.9.4.3 | Plinth | lm | 8.652 | 3000 | 25956
3.9.4.4 | Ceiling to Eaves | m2 | 6.72 | 7000 | 47040
3.9.4.5 | Carten rail and box assembly | lm | 4.2 | 3500 | 14700
Paint
3.9.4.6 | Latex paints on walls | m2 | 38.808 | 3500 | 135828
3.9.4.7 | Enamel paint | m2 | 5000 | 5000 | 25000000
3.9.4.8 | Varnish on flash or solid timber doors | m2 | 6000 | 6000 | 36000000
3.9.4.9 | Varnish on Eave ceiling | m2 | 6.72 | 6000 | 40320
3.9.4.10 | Soakaway pit 1.5 m3, full of gravel and hardcore covered by concret slabs for acquisition of water that have not entered in jerrycans | Lump Sump | 1 | 50000 | 50000
3.9.4.11 | Supply and installation of hydraulic equipment and Fittings including volumetric water meter with at least nominal flow rate of 1.5m3/h and max admissible pressure of 16 bar | Lump Sump | 1 | 600000 | 600000
| Sub total of BFK |  |  |  | 62107884
| SUBTOTAL of 5 BFK: |  | # | 6 | 372647304

## 25m3-constr-BOQ (hidden)
4.2.3 | Construction of 25 m3 capacity reservoir
4.2.3.1 | Terracing, digging, cutting, excavation, backfilling, overlay of surplus soil and land remediation, including all acruals | m3 | 36.0852 | 2500 | 90212.985
4.2.3.2 | Hardcore (stones pitching) of 30 cm with voids full with cement and sand mortar mix of ratio 1 to 10 respectively, saturated with water | m3 | 5.3808 | 55000 | 295943.901
4.2.3.3 | Blind concrete class C, thickness 5 cm | m3 | 0.8968 | 90000 | 80711.973
4.2.3.4 | Hydraulic reinforced concrete for the base and column | m3 | 3.5872 | 400000 | 1434879.52
4.2.3.5 | Reinforced concrete for roof slab and beams ,class A | m3 | 3.5872 | 350000 | 1255519.58
4.2.3.6 | Walling with shapened hardcore, fair face and pointing in joints | m3 | 19.311 | 70000 | 1351770
4.2.3.7 | Coating of the internal face of wall of the tank with 3 hydrafuges water proofing coats | m2 | 43.7845 | 5000 | 218922.37
4.2.3.8 | Supply and coating the faces of the tank with 3 layers of "Sikalatex" paint | m2 | 43.7845 | 10000 | 437844.74
4.2.3.9 | Plaster on the upper side of roof slab with a rough mortar class B | m2 | 23.1892 | 3800 | 88119.0132
4.2.3.10 | Supply and fix damp proof course between the roof slab, the wall and the beam of support | m2 | 7.379 | 5000 | 36895
4.2.3.11 | Supply and fix of the metallic cover of 80X80X0.3 cm with a ventilation shaft at the top and a mosquito screen | item | 2 | 80000 | 160000
4.2.3.12 | Supply a portable aluminium ladder, the step=25cm and total length = 3 meter. | LS | 2 | 140000 | 280000
0
| VALVE CHAMBER |  |  |  | 0
4.2.3.13 | Terracing, digging, cutting, excavation, backfilling, overlay of surplus soil and land remediation, including all acruals | m3 | 10.78 | 2500 | 26950
4.2.3.14 | Hardcore (stones pitching) of 20 cm with a filling of 1:10 cement sand mortar mix, saturated with water | m3 | 1.209 | 55000 | 66495
4.2.3.15 | Blind concrete class C, thickness 5 cm | m3 | 0.30225 | 90000 | 27202.5
4.2.3.16 | Reinforced concrete for base slab and roof slab ,class A | m3 | 1.0728 | 350000 | 375480
4.2.3.17 | Lateral walls in stones masonry jointed with a mortar of class D | m3 | 1.36 | 70000 | 95200
4.2.3.18 | Coating of the internal side of wall of the inspection chamber with 3 layers of plaster of 300 kg ciment mixture | m2 | 13.6 | 3800 | 51680
4.2.3.19 | Plaster on upper side of the slab with a rough mortar class B | m2 | 4.68 | 3800 | 17784
4.2.3.20 | Supply and fix damp proof course between the roof slab, the wall and the beam of support | m2 | 1.2 | 5000 | 6000
4.2.3.21 | Supply and fix of the metallic cover of 60X60X0.3 cm with a ventilation shaft at the top and the mosquito screen | item | 1 | 80000 | 80000
4.2.3.22 | Supply and fix an iron ladder for interior access embedded in the wall, painted with 3 layers of rust preventive paint, the step=25cm | lm | 1 | 20000 | 20000
0
| REJECTION WORK |  |  |  | 0
4.2.3.23 | Terracing, digging, cutting, excavation, backfilling, overlay of surplus soil and land remediation, including all acruals | m3 | 5.67 | 2500 | 14175
4.2.3.24 | Hardcore (Stones pitching) of 20 cm with a filling of 1:10 cement sand mortar mix, saturated with water | m3 | 0.44 | 55000 | 24200
4.2.3.25 | Blind concrete class C, thickness 5 cm | m3 | 0.11 | 90000 | 9900
4.2.3.26 | Reinforced concrete class A, for base slab | m3 | 0.22 | 350000 | 77000
4.2.3.27 | Masonry walls in hardcore, with fair face pointed at the joints | m3 | 0.134 | 70000 | 9380
4.2.3.28 | Coating of walls with 3 layers of plaster of 300 kg cement mixture | m2 | 5.3 | 3800 | 20140
4.2.3.29 | Soakaway pit 1 m3, full of gravel and hardcore (stones pitching) | item | 1 | 36000 | 36000
4.2.3.30 | Supply and installation of hydraulic equipment and Fittings for connection of 25m3 reservoir | Lumpsum | 1 | 1500000 | 1500000
| SUBTOTAL OF Res. 25m3 |  |  |  | 8188405.5822
| SUBTOTAL OF 66 Res. 25m3 |  | # | 66 | 540434768.4252
4.2.4 | Rehabilitation of 20 m3 capacity reservoir
4.2.4.1 | Coating of the internal face of wall of the tank with 3 hydrafuges water proofing coats | m2 | 43.7845 | 5000 | 218922.37
4.2.4.2 | Supply and coating the faces of the tank with 3 layers of "Sikalatex" paint | m2 | 43.7845 | 10000 | 437844.74
4.2.4.3 | Plaster on the upper side of roof slab with a rough mortar class B | m2 | 23.1892 | 3800 | 88119.0132
| SUBTOTAL OF Res. 20m3 |  |  |  | 552828505.3838
| SUBTOTAL OF 1 Res. 20m3 |  | # | 66 | 36486681355.3308

## 50m3-constr-BOQ (hidden)
4.2.4 | Construction of a 50 m3 reservoir capacity
4.2.4.1 | Terracing, digging, cutting, excavation, backfilling, overlay of surplus soil and land remediation, including all acruals | m3 | 73.182 | 2500 | 182955.0037
4.2.4.2 | Hardcore (stones pitching) of 30 cm with voids full with cement and sand mortar mix of ratio 1 to 10 respectively, saturated with water | m3 | 12.2287 | 55000 | 672577.1623
4.2.4.3 | Blind concrete class C, thickness 5 cm | m3 | 2.0381 | 90000 | 183430.1352
4.2.4.4 | Hydraulic reinforced concrete for the base | m3 | 8.2861 | 400000 | 3314435.5408
4.2.4.5 | Reinforced concrete for roof slab and beams ,class A | m3 | 3.4662 | 350000 | 1213162.7291
4.2.4.6 | Walling with shapened hardcore, fair face and pointing in joints | m3 | 16.6914 | 70000 | 1168397.454
4.2.4.7 | Coating of the internal face of wall of the tank with 3 hydrafuges water proofing coats | m2 | 69.5576 | 5000 | 347788.1113
4.2.4.8 | Supply and coating the faces of the tank with 3 layers of "Sikalatex" paint | m2 | 69.5576 | 10000 | 695576.2226
4.2.4.9 | Plaster on the upper side of roof slab with a rough mortar class B | m2 | 34.6618 | 3800 | 131714.8106
4.2.4.10 | Supply and fix damp proof course between the roof slab, the wall and the beam of support | m2 | 8.4158 | 5000 | 42079.14
4.2.4.11 | Supply and fix of the metallic cover of 80 x 80 x 0,3 cm with a ventilation shaft at the top and a mosquito screen | item | 2 | 100000 | 200000
4.2.4.12 | Supply a portable aluminium ladder, the step=25cm and total length = 3 meter. | LS | 2 | 140000 | 280000
| Sub total |  |  |  | 8432116.3096
INSPECTION CHAMBER
4.2.4.13 | Terracing, digging, cutting, excavation, backfilling, overlay of surplus soil and land remediation, including all acruals | m3 | 10.78 | 2500 | 26950
4.2.4.14 | Hardcore (stones pitching) of 20 cm with a filling of 1:10 cement sand mortar mix, saturated with water | m3 | 1.209 | 55000 | 66495
4.2.4.15 | Blind concrete class C, thickness 5 cm | m3 | 0.30225 | 90000 | 27202.5
4.2.4.16 | Reinforced concrete for base slab and roof slab ,class A | m3 | 1.0728 | 350000 | 375480
4.2.4.17 | Lateral walls in stones masonry jointed with a mortar of class D | m3 | 1.36 | 70000 | 95200
4.2.4.18 | Coating of the internal side of wall of the inspection chamber with 3 layers of plaster of 300 kg ciment mixture | m2 | 13.6 | 3800 | 51680
4.2.4.19 | Plaster on upper side of the slab with a rough mortar class B | m2 | 4.68 | 3800 | 17784
4.2.4.20 | Supply and fix the damp proof course between the roof slab, the wall and the beam of support | m2 | 1.2 | 5000 | 6000
4.2.4.21 | Supply and fix of the metallic cover of 60X60X0.3 cm with a ventilation shaft at the top and the mosquito screen | item | 1 | 80000 | 80000
4.2.4.22 | Supply and fix an iron ladder for interior access embedded in the wall, painted with 3 layers of rust preventive paint, the step=25cm | lm | 1 | 20000 | 20000
| Sub total |  |  |  | 766791.5
REJECTION WORK
4.2.4.23 | Terracing, digging, cutting, excavation, backfilling, overlay of surplus soil and land remediation, including all acruals | m3 | 5.67 | 2500 | 14175
4.2.4.24 | Hardcore (Stones pitching) of 20 cm with a filling of 1:10 cement sand mortar mix, saturated with water | m3 | 0.44 | 55000 | 24200
4.2.4.25 | Blind concrete class C, thickness 5 cm | m3 | 0.11 | 90000 | 9900
4.2.4.26 | Reinforced concrete class A, for base slab | m3 | 0.22 | 350000 | 77000
4.2.4.27 | Masonry walls in hardcore, with fair face pointed at the joints | m3 | 0.134 | 70000 | 9380
4.2.4.28 | Coating of walls with 3 layers of plaster of 300 kg cement mixture | m2 | 5.3 | 3800 | 20140
4.2.4.29 | Soakaway pit 1 m3, full of gravel and hardcore (stones pitching) | item | 1 | 36000 | 36000
4.2.4.30 | Supply and installation of hydraulic equipment and Fittings for connection of 15m3 reservoir | Lump Sum | 1 | 1700000 | 1700000
| Sub total |  |  |  | 1890795
| Sub total 4.2.4: |  |  |  | 11089702.8096
| SUBTOTAL OF 1 Res. 50m3 |  | # | 1 | 11089702.8096

## 100m3-constr (hidden)
4.2.3 | CONSTRUCTION OF REINFORCED CONCRETE RESERVOIR OF 100 m3 at Ntwali Village
4.2.3.1 | Site excavation | m3 | 120.284 | 2500 | 300709.95
4.2.3.2 | Riprap for dry stones. thickness 30 cm | m3 | 27.1579 | 45000 | 1222103.7
4.2.3.3 | Blinding concrete. thickness 5 cm dosage 150 kg/m3 | m3 | 3.1793 | 120000 | 381510
4.2.3.4 | Reinforce concrete rafter. dosage 350 kg/m3 | m3 | 15.5875 | 400000 | 6235003.8
4.2.3.5 | Reinforced concrete elevation. Mixing ratio350 kg / m3 | m3 | 17.4129 | 400000 | 6965148
4.2.3.6 | reinforced concrete Column and beam | m3 | 0.78 | 400000 | 312000
4.2.3.7 | Reinforced concrete Cover slab. dosage 350 kg/m3 | m3 | 8.9125 | 400000 | 3564999
4.2.3.8 | Internal roughcasting with a cement mortar mixed at 400kg / m3 and sikalatex in three successive layers of thickness of 2cm each | m2 | 186.045 | 8000 | 1488360
4.2.3.9 | External roughcasting with a cement mortar mixed at 400kg / m3 in one layer of thickness of 2cm | m2 | 66.725 | 5200 | 346970
4.2.3.10 | Supply and installation of a steel manhole cover 80x80 cm of 3mm thick with aeration | pce | 2 | 120000 | 240000
4.2.3.11 | Supply and Installation of Almnium ladder (Inox ladder) for access | pce | 1 | 300000 | 300000
4.2.3.12 | Protection of the cover slab with roofing and gravel | Ls | 1 | 50000 | 50000
4.2.3.13 | Valve Chamber #2x2x1.2 int#
4.2.3.14 | Site excavation | m3 | 23.104 | 2500 | 57760
4.2.3.15 | Riprap for dry stones. thickness 0.2 cm | m3 | 1.568 | 45000 | 70560
4.2.3.16 | Blinding concrete. thickness 5 cm dosage 150 kg/m3 | m3 | 0.392 | 120000 | 47040
4.2.3.17 | Reinforce concrete rafter. dosage 350 kg/m3 | m3 | 0.676 | 400000 | 270400
4.2.3.18 | Stone masonry for elevation | m3 | 3.744 | 90000 | 336960
4.2.3.19 | Reinforced concrete Cover slab. dosage 350 kg/m3 | m3 | 0.784 | 400000 | 313600
4.2.3.20 | Application of a finishing layer inside the structure | m2 | 9.6 | 5200 | 49920
4.2.3.21 | Pointing of exterior masonry | m2 | 12.48 | 3500 | 43680
4.2.3.22 | Supply and installation of Flanged hydraulic equipment & Fittings and DI pipes for connection of chamber according to the client instruction | pce | 1 | 100000 | 100000
4.2.3.23 | REJECTION WORK
4.2.3.24 | Terracing, digging, cutting, excavation, backfilling, overlay of surplus soil and land remediation, including all acruals | m3 | 2.376 | 2500 | 5940
4.2.3.25 | Hardcore (Stones pitching) of 20 cm with a filling of 1:10 cement sand mortar mix, saturated with water | m3 | 0.192 | 70000 | 13440
4.2.3.26 | Blind concrete class C, thickness 5 cm | m3 | 0.048 | 120000 | 5760
4.2.3.27 | Reinforced concrete class A, for base slab | m3 | 0.1008 | 400000 | 40320
4.2.3.28 | stone Masonry walls | m3 | 0.504 | 90000 | 45360
4.2.3.29 | Coating of walls with plaster of 300 kg/m3 cement mixture | m2 | 1.68 | 5200 | 8736
4.2.3.30 | Soakaway pit 1 m3, full of gravel and hardcore (stones pitching) | LS | 1 | 36000 | 36000
4.2.3.31 | Supply and installation of hydraulic equipment and Fittings for connection of 100m3 reservoir | Ls | 1 | 12000000 | 12000000
| SUBTOTAL 3.2.3: |  |  |  | 34852280.45
| SUBTOTAL OF 66Res. 100m3 |  | # | 66 | 2300250509.7

## 125m3-constr-BOQ (hidden)
4.4.2 | Reservoir of 125 m3 capacity (Sunction Tanks )
4.4.2.1 | Terracing, digging, cutting, excavation, backfilling, overlay of surplus soil and land remediation, including all acruals | m3 | 136.43 | 2500 | 341075
4.4.2.2 | Hardcore (stones pitching) of 30 cm with voids full with cement and sand mortar mix of ratio 1 to 10 respectively, saturated with water | m3 | 18.654 | 55000 | 1025967.525
4.4.2.3 | Blind concrete class C, thickness 5 cm | m3 | 3.109 | 90000 | 279809.325
4.4.2.4 | Hydraulic reinforced concrete for the base and column | m3 | 16.8037 | 400000 | 6721468
4.4.2.5 | Reinforced concrete for roof slab and beams ,class A | m3 | 12.717 | 350000 | 4450950
4.4.2.6 | Walling with shapened hardcore, fair face and pointing in joints | m3 | 40.977 | 70000 | 2868390
4.4.2.7 | Coating of the internal face of wall of the tank with 3 hydrafuges water proofing coats | m2 | 129.2 | 5000 | 646000
4.4.2.8 | Supply and coating the faces of the tank with 3 layers of "Sikalatex" paint | m2 | 129.2 | 10000 | 1292000
4.4.2.9 | Plaster on the upper side of roof slab with a rough mortar class B | m2 | 73.476 | 3800 | 279208.8
4.4.2.10 | Supply and fix damp proof course between the roof slab, the wall and the beam of support | m2 | 13.659 | 5000 | 68295
4.4.2.11 | Supply and fix of the metallic cover of 80X80X0.3 cm with a ventilation shaft at the top and a mosquito screen | item | 2 | 100000 | 200000
4.4.2.12 | Supply a portable aluminium ladder, the step=25cm and total length = 3 meter. | LS | 1 | 140000 | 140000
VALVE CHAMBER
4.4.2.13 | Terracing, digging, cutting, excavation, backfilling, overlay of surplus soil and land remediation, including all acruals | m3 | 23.52 | 2500 | 58800
4.4.2.14 | Hardcore (stones pitching) of 20 cm with voids full with cement and sand mortar mix of ratio 1 to 10 respectively, saturated with water | m3 | 0.783 | 55000 | 43065
4.4.2.15 | Blind concrete class C, thickness 5 cm | m3 | 0.19575 | 90000 | 17617.5
4.4.2.16 | Hydraulic reinforced concrete for the base and roof slab | m3 | 1.248 | 350000 | 436800
4.4.2.17 | Walling with shapened hardcore, fair face and pointing in joints | m3 | 1.64 | 70000 | 114800
4.4.2.18 | Coating of the internal side of wall of the inspection chamber with 3 layers of plaster of 300 kg ciment mixture | m2 | 10.8 | 3800 | 41040
4.4.2.19 | Plaster on upper side of the slab with a rough mortar class B | m2 | 3.75 | 3800 | 14250
4.4.2.20 | Supply and fix the damp proof course between the roof slab, the wall and the beam of support | m2 | 1.44 | 5000 | 7200
4.4.2.21 | Supply and fix of the metallic cover of 60X60X0.3 cm with a ventilation shaft at the top and the mosquito screen | item | 1 | 80000 | 80000
4.4.2.22 | Supply and fix an iron ladder for interior access embedded in the wall, painted with 3 layers of anti-rust paint, the step=25cm | lm | 1 | 20000 | 20000
WASHOUT BASIN
4.4.2.23 | Terracing, digging, cutting, excavation, backfilling, overlay of surplus soil and land remediation, including all acruals | m3 | 5.67 | 2500 | 14175
4.4.2.24 | Hardcore (stones pitching) of 20 cm with voids full with cement and sand mortar mix of ratio 1 to 10 respectively, saturated with water | m3 | 0.44 | 55000 | 24200
4.4.2.25 | Blind concrete class C, thickness 5 cm | m3 | 0.11 | 90000 | 9900
4.4.2.26 | Hydraulic reinforced concrete for the base | m3 | 0.22 | 350000 | 77000
4.4.2.27 | Walling with fair face stones works and pointing the joint of external faces | m3 | 0.134 | 70000 | 9380
4.4.2.28 | Coating of internal faces with 3 layers of plaster of 300 kg ciment mixture | m2 | 5.3 | 3800 | 20140
4.4.2.29 | Soakaway pit 1 m3, full of gravel and hardcore (stones pitching) | item | 1 | 36000 | 36000
4.4.2.30 | Supply and installation of hydraulic equipment and Fittings for connection of 125m3 reservoir | Lump Sump | 1 | 2000000 | 2000000
4.4.2.31 | Woven wire fencing 2m height bound on metallic poles (40x40mm) 2,50 m equidistant and anchoring in a hardcore and cement mortar foundation (1,20 m height) along the outline of the plot | lm | 46 | 81050 | 3728300
4.4.2.32 | Mesh gate stretched on a metal tubes framework (4,0x2,0 m) for access inside the parcel, including stones masonry columns for fixing | item | 1 | 520000 | 520000
| SUBTOTAL 4.4.2: |  |  |  | 25585831.15
| SUBTOTAL of 66 Res. 125m3: |  | # | 1 | 25585831.15

## 200m3-constr-BOQ (hidden)
4.2.6 | CONSTRUCTION OF REINFORCED CONCRETE Reservoir 200 m3
4.2.6.1 | Site excavation | m3 | 189.9449 | 2500 | 474862.2
4.2.6.2 | Riprap for dry stones. thickness 30 cm | m3 | 47.1196 | 45000 | 2120383.125
4.2.6.3 | Blinding concrete. thickness 5 cm dosage 150 kg/m3 | m3 | 5.89 | 120000 | 706794.375
4.2.6.4 | Reinforce concrete rafter. dosage 350 kg/m3 | m3 | 29.8793 | 400000 | 11951719.2
4.2.6.5 | Reinforced concrete elevation. Mixing ratio350 kg / m3 | m3 | 30.9376 | 400000 | 12375054
4.2.6.6 | reinforced concrete Column and beam | m3 | 1.044 | 400000 | 417600
4.2.6.7 | Reinforced concrete Cover slab. dosage 350 kg/m3 | m3 | 16.956 | 400000 | 6782400
4.2.6.8 | Internal rough casting with a cement mortar mixed at 400kg / m3 and sikalatex in three successive layers of thickness of 2cm each | m2 | 263.76 | 8000 | 2110080
4.2.6.9 | External roughcasting with a cement mortar mixed at 400kg / m3 in one layer of thickness of 2cm | m2 | 100.0404 | 5200 | 520210.08
4.2.6.10 | Supply and installation of a steel manhole cover 80x80 cm of 3mm thick with aeration | pce | 2 | 120000 | 240000
4.2.6.11 | Supply and Installation of Almnium ladder (Inox ladder) for access | pce | 1 | 300000 | 300000
4.2.6.12 | Protection of the cover slab with roofing and gravel | Ls | 1 | 50000 | 50000
Valve Chamber #2x2x1.2 int#
4.2.6.13 | Site excavation | m3 | 23.104 | 2500 | 57760
4.2.6.14 | Riprap for dry stones. thickness 0.2 cm | m3 | 2.352 | 45000 | 105840
4.2.6.15 | Blinding concrete. thickness 5 cm dosage 150 kg/m3 | m3 | 0.392 | 120000 | 47040
4.2.6.16 | Reinforce concrete rafter. dosage 350 kg/m3 | m3 | 0.676 | 400000 | 270400
4.2.6.17 | Stone masonry for elevation | m3 | 3.744 | 90000 | 336960
4.2.6.18 | Reinforced concrete Cover slab. dosage 350 kg/m3 | m3 | 0.784 | 400000 | 313600
4.2.6.19 | Application of a finishing layer inside the structure | m2 | 9.6 | 5200 | 49920
4.2.6.20 | Pointing of exterior masonry | m2 | 12.48 | 3500 | 43680
4.2.6.21 | Supply and installation of a steel manhole cover 60x60cm of 3mm thick | pce | 1 | 100000 | 100000
4.2.6.22 | Supply and installation of Flanged hydraulic equipment & Fittings and DI pipes for connection of chamber according to the client instruction | Lump Sum | 1 | 12000000 | 12000000
REJECTION WORK
4.2.6.23 | Terracing, digging, cutting, excavation, backfilling, overlay of surplus soil and land remediation, including all acruals | m3 | 2.376 | 2500 | 5940
4.2.6.24 | Hardcore (Stones pitching) of 20 cm with a filling of 1:10 cement sand mortar mix, saturated with water | m3 | 0.192 | 70000 | 13440
4.2.6.25 | Blind concrete class C, thickness 5 cm | m3 | 0.048 | 120000 | 5760
4.2.6.26 | Reinforced concrete class A, for base slab | m3 | 0.1008 | 400000 | 40320
4.2.6.27 | stone Masonry walls | m3 | 0.504 | 90000 | 45360
4.2.6.28 | Coating of walls with plaster of 300 kg/m3 cement mixture | m2 | 1.68 | 5200 | 8736
4.2.6.29 | Soakaway pit 1 m3, full of gravel and hardcore (stones pitching) | LS | 1 | 36000 | 36000
| SUBTOTAL 4.2.6: |  |  |  | 51529858.98
| SUBTOTAL OF 66 Res. 200m3 |  | # | 1 | 51529858.98

## 400m3-constr-BOQ (hidden)
4.2.7 | Reservoir of 400 m3 capacity
4.2.7.1 | Excavation and evacuation of loose ground for setting out the reservoir, 30cm depth | m3 | 41.64 | 1500 | 62460
4.2.7.2 | Excavation and evacuation of hard ground for setting out the reservoir,3m depth | m3 | 26 | 3300 | 85800
4.2.7.3 | Excavation & evacuation of the excess earthworks. | m3 | 502.76 | 3300 | 1659108
4.2.7.4 | Approved, compacted backfilling soil(murram) all around reservoir | m3 | 120.92 | 1238 | 149698.96
4.2.7.5 | Hardcore stone construction | m3 | 61.2 | 33000 | 2019600
4.2.7.6 | Blinding concrete with a mixing proportion of 200kg/m3 | m3 | 18 | 100000 | 1800000
4.2.7.7 | Reinforced Concrete for floor slab (d=35cm) and concrete for the slope at the bottom of the reservoir, (t=15cm) with a mixing proportion of 350 kg/m3. | m3 | 112 | 350000 | 39200000
4.2.7.8 | Concrete for the reservoir walls (elevations). (dosage 350 kg/m3) | m3 | 140.8 | 350000 | 49280000
4.2.7.9 | Concrete for the Columns and Beams (dosage 350 kg/m3) | m3 | 15.744 | 350000 | 5510400
4.2.7.10 | Water proof seal of width 35cm/water stop | m | 120 | 4125 | 495000
4.2.7.11 | Concrete for the upper slab of the reservoir (dosage 350 kg/m3) | m3 | 86.56 | 350000 | 30296000
4.2.7.12 | Internal coating using «Sikalatex » (Barbotine de 3 couches) | m2 | 1136 | 8000 | 9088000
4.2.7.13 | Protection of the cover slab with roofing, bitumen and gravel. | m2 | 189.96 | 6000 | 1139760
4.2.7.14 | Water proof up to a height of 500mm | m2 | 19 | 4125 | 78375
4.2.7.15 | Realization of ф50mm pipes for the evacuation of rainwater from the top slab of the reservoir. | m | 12 | 2000 | 24000
4.2.7.16 | Putting in place the metallic cover of 60mmx60mm. | item | 2 | 66000 | 132000
4.2.7.17 | Internal Ladder (in G.S tube pipe of ф1' ) | item | 1 | 180000 | 180000
4.2.7.18 | Supply and installation of Flanged Ductile Iron hydraulic equipment and Fittings for connection of reservoir | unit | 1 | 15000000 | 15000000
VALVES MANHOLE (INT.DIM. 2X1,5X1,5m)
4.2.7.19 | Excavated pit of 1,5m dept for setting out of manholes | m3 | 13.2 | 825 | 10890
4.2.7.20 | Blinding concrete dosage 200 kg/m3 | m3 | 1.368 | 57750 | 79002
4.2.7.21 | Mass Concrete for the base floor with wire-mesh slab, th=15cm (dosage250 kg/m3) | m3 | 2.736 | 198000 | 541728
4.2.7.22 | Elevation in cement block | m3 | 2.34 | 49500 | 115830
4.2.7.23 | Concrete for the cover slab, th=15cm (dosage 350 kg/m³) | m3 | 2.736 | 214500 | 586872
4.2.7.24 | Hardcore below ground floor | m3 | 0.6 | 33000 | 19800
4.2.7.25 | Solid & anchoring mass with a proportioning of 350kg/m3 | m3 | 0.9 | 198000 | 178200
4.2.7.26 | Putting in place the metallic cover of 60mmx60mm. The sheet should have a thickness of 3mm. | item | 1 | 66000 | 66000
4.2.7.27 | Drains of water from the structure | nbre | 2 | 16500 | 33000
WASHOUT BASIN
4.2.7.28 | Terracing, digging, cutting, excavation, backfilling, overlay of surplus soil and land remediation, including all acruals | m3 | 5.67 | 2500 | 14175
4.2.7.29 | Hardcore (stones pitching) of 20 cm with voids full with cement and sand mortar mix of ratio 1 to 10 respectively, saturated with water | m3 | 2.64 | 30000 | 79200
4.2.7.30 | Blind concrete class C, thickness 5 cm | m3 | 0.66 | 75000 | 49500
4.2.7.31 | Hydraulic reinforced concrete for the base | m3 | 1.32 | 350000 | 462000
4.2.7.32 | Walling with fair face stones works and pointing the joint of external faces | m3 | 0.134 | 70000 | 9380
4.2.7.33 | Coating of internal faces with 3 layers of plaster of 300 kg ciment mixture | m2 | 5.3 | 3800 | 20140
4.2.7.34 | Soakaway pit 1 m3, full of gravel and hardcore (stones pitching) | item | 1 | 36000 | 36000
| SUBTOTAL 3.2.3: |  |  |  | 158501918.96
| SUBTOTAL OF 66Res. 400m3 |  | # | 66 | 10461126651.36

## 500m3-constr-BOQ (hidden)
4.4.1 | Reservoir of 500m3 capacity
4.4.1 | Construction of distribution tanks of 500m3 capacity at Ruhinga
4.4.1.1 | Excavation and evacuation of loose ground for setting out the reservoir, 30cm depth | m3 | 79 | 2400 | 189600
4.4.1.2 | Excavation and evacuation of hard ground for setting out the reservoir,3m depth | m3 | 53.6 | 3300 | 176880
4.4.1.3 | Excavation & evacuation of the excess earthworks. | m3 | 658.8 | 3300 | 2174040
4.4.1.4 | Approved, compacted backfilling soil(murram) all around reservoir | m3 | 136.035 | 1238 | 168411.33
4.4.1.5 | Hardcore stone construction | m3 | 45.9 | 33000 | 1514700
4.4.1.6 | Blinding concrete with a mixing proportion of 200kg/m3 | m3 | 18 | 100000 | 1800000
4.4.1.7 | Reinforced Concrete for floor slab (d=35cm) and concrete for the slope at the bottom of the reservoir, (t=15cm) with a mixing proportion of 350 kg/m3. | m3 | 240 | 350000 | 84000000
4.4.1.8 | Concrete for the reservoir walls (elevations). (dosage 350 kg/m3) | m3 | 79.2 | 350000 | 27720000
4.4.1.9 | Concrete for the Columns and Beams (dosage 350 kg/m3) | m3 | 5.904 | 350000 | 2066400
4.4.1.10 | Water proof seal of width 35cm/water stop | m | 135 | 4125 | 556875
4.4.1.11 | Concrete for the upper slab of the reservoir (dosage 350 kg/m3) | m3 | 48.69 | 350000 | 17041500
4.4.1.12 | Internal coating using «Sikalatex » (Barbotine de 3 couches) | m2 | 639 | 8000 | 5112000
4.4.1.13 | Protection of the cover slab with roofing, bitumen and gravel. | m2 | 213.705 | 6000 | 1282230
4.4.1.14 | Water proof up to a height of 500mm | m2 | 42.75 | 4125 | 176343.75
4.4.1.15 | Realization of ф50mm pipes for the evacuation of rainwater from the top slab of the reservoir. | m | 27 | 2000 | 54000
4.4.1.16 | Putting in place the metallic cover of 60mmx60mm. | item | 4.5 | 66000 | 297000
4.4.1.17 | Internal Ladder (in G.S tube pipe of ф1' ) | item | 2 | 180000 | 360000
4.4.1.18 | Supply and installation of Flanged Ductile Iron hydraulic equipment and Fittings for connection of reservoir | unit | 1 | 7800000 | 7800000
VALVES MANHOLE (INT.DIM. 2X1,5X1,5m)
4.4.1.19 | Excavated pit of 1,5m dept for setting out of manholes | m3 | 29.7 | 825 | 24502.5
4.4.1.20 | Blinding concrete dosage 200 kg/m3 | m3 | 2.05 | 57750 | 118387.5
4.4.1.21 | Mass Concrete for the base floor with wire-mesh slab, th=15cm (dosage250 kg/m3) | m3 | 2.35 | 198000 | 465300
4.4.1.22 | Elevation in cement block | m3 | 6.89 | 49500 | 341055
4.4.1.23 | Concrete for the cover slab, th=15cm (dosage 350 kg/m³) | m3 | 2.052 | 214500 | 440154
4.4.1.24 | Hardcore below ground floor | m3 | 1.35 | 33000 | 44550
4.4.1.25 | Solid & anchoring mass with a proportioning of 350kg/m3 | m3 | 0.675 | 198000 | 133650
4.4.1.26 | Putting in place the metallic cover of 60mmx60mm. The sheet should have a thickness of 3mm. | item | 1 | 66000 | 66000
4.4.1.27 | Drains of water from the structure | nbre | 9 | 16500 | 148500
4.4.1.28
4.4.1.29 | WASHOUT BASIN
4.4.1.30 | Terracing, digging, cutting, excavation, backfilling, overlay of surplus soil and land remediation, including all acruals | m3 | 25 | 2500 | 62500
4.4.1.31 | Hardcore (stones pitching) of 20 cm with voids full with cement and sand mortar mix of ratio 1 to 10 respectively, saturated with water | m3 | 0.99 | 30000 | 29700
4.4.1.32 | Blind concrete class C, thickness 5 cm | m3 | 0.2475 | 75000 | 18562.5
4.4.1.33 | Hydraulic reinforced concrete for the base | m3 | 0.495 | 350000 | 173250
4.4.1.34 | Walling with fair face stones works and pointing the joint of external faces | m3 | 0.3015 | 70000 | 21105
4.4.1.35 | Coating of internal faces with 3 layers of plaster of 300 kg ciment mixture | m2 | 25.3 | 3800 | 96140
4.4.1.36 | Soakaway pit 1 m3, full of gravel and hardcore (stones pitching) | item | 5 | 36000 | 180000
4.4.1.37 | Woven wire fencing 2m height bound on metallic poles (40x40mm) 2,50 m equidistant and anchoring in a hardcore and cement mortar foundation (1,20 m height) along the outline of the plot | lm | 320 | 81050 | 25936000
4.4.1.38 | Mesh gate stretched on a metal tubes framework (4,0x2,0 m) for access inside the parcel, including stones masonry columns for fixing | item | 1 | 520000 | 520000
| SUBTOTAL 4.4.1:For Res. 500m3: |  |  |  | 181309336.58
| SUBTOTAL OF 66 Res. 500m3 |  | # | 66 | 11966416214.28

## PUMPING STATION (hidden)
4 | CIVIL WORKS
4.1 | PUMPING STATION at MBIRURUME (MUGANO)
4.1.1 | Reservoir of 200 m3 capacity (Sunction Tank)
4.1.1.1 | Excavation and evacuation of loose ground for setting out the reservoir, 30cm depth | m3 | 20.82 | 2400 | 49968
4.1.1.2 | Excavation and evacuation of hard ground for setting out the reservoir,3m depth | m3 | 13 | 3300 | 42900
4.1.1.3 | Excavation & evacuation of the excess earthworks. | m3 | 125.69 | 3300 | 414777
4.1.1.4 | Approved, compacted backfilling soil(murram) all around reservoir | m3 | 60.46 | 1238 | 74849.48
4.1.1.5 | Hardcore stone construction | m3 | 20.4 | 33000 | 673200
4.1.1.6 | Blinding concrete with a mixing proportion of 200kg/m3 | m3 | 6 | 100000 | 600000
4.1.1.7 | Reinforced Concrete for floor slab (d=35cm) and concrete for the slope at the bottom of the reservoir, (t=15cm) with a mixing proportion of 350 kg/m3. | m3 | 28 | 350000 | 9800000
4.1.1.8 | Concrete for the reservoir walls (elevations). (dosage 350 kg/m3) | m3 | 35.2 | 350000 | 12320000
4.1.1.9 | Concrete for the Columns and Beams (dosage 350 kg/m3) | m3 | 2.624 | 350000 | 918400
4.1.1.10 | Water proof seal of width 35cm/water stop | m | 60 | 4125 | 247500
4.1.1.11 | Concrete for the upper slab of the reservoir (dosage 350 kg/m3) | m3 | 21.64 | 350000 | 7574000
4.1.1.12 | Internal coating using «Sikalatex » (Barbotine de 3 couches) | m2 | 284 | 8000 | 2272000
4.1.1.13 | Protection of the cover slab with roofing, bitumen and gravel. | m2 | 94.98 | 6000 | 569880
4.1.1.14 | Water proof up to a height of 500mm | m2 | 19 | 4125 | 78375
4.1.1.15 | Realization of ф50mm pipes for the evacuation of rainwater from the top slab of the reservoir. | m | 12 | 2000 | 24000
4.1.1.16 | Putting in place the metallic cover of 60mmx60mm. | item | 2 | 66000 | 132000
4.1.1.17 | Internal Ladder (in G.S tube pipe of ф1' ) | item | 1 | 180000 | 180000
4.1.1.18 | Supply and installation of Flanged Ductile Iron hydraulic equipment and Fittings for connection of reservoir | unit | 1 | 7800000 | 7800000
VALVES MANHOLE (INT.DIM. 2X1,5X1,5m)
4.1.1.19 | Excavated pit of 1,5m dept for setting out of manholes | m3 | 13.2 | 825 | 10890
4.1.1.20 | Blinding concrete dosage 200 kg/m3 | m3 | 0.456 | 57750 | 26334
4.1.1.21 | Mass Concrete for the base floor with wire-mesh slab, th=15cm (dosage250 kg/m3) | m3 | 0.912 | 198000 | 180576
4.1.1.22 | Elevation in cement block | m3 | 2.34 | 49500 | 115830
4.1.1.23 | Concrete for the cover slab, th=15cm (dosage 350 kg/m³) | m3 | 0.912 | 214500 | 195624
4.1.1.24 | Hardcore below ground floor | m3 | 0.6 | 33000 | 19800
4.1.1.25 | Solid & anchoring mass with a proportioning of 350kg/m3 | m3 | 0.3 | 198000 | 59400
4.1.1.26 | Putting in place the metallic cover of 60mmx60mm. The sheet should have a thickness of 3mm. | item | 1 | 66000 | 66000
4.1.1.27 | Drains of water from the structure | nbre | 2 | 16500 | 33000
WASHOUT BASIN
4.1.1.28 | Terracing, digging, cutting, excavation, backfilling, overlay of surplus soil and land remediation, including all acruals | m3 | 5.67 | 2500 | 14175
4.1.1.29 | Hardcore (stones pitching) of 20 cm with voids full with cement and sand mortar mix of ratio 1 to 10 respectively, saturated with water | m3 | 0.44 | 30000 | 13200
4.1.1.30 | Blind concrete class C, thickness 5 cm | m3 | 0.11 | 75000 | 8250
4.1.1.31 | Hydraulic reinforced concrete for the base | m3 | 0.22 | 350000 | 77000
4.1.1.32 | Walling with fair face stones works and pointing the joint of external faces | m3 | 0.134 | 70000 | 9380
4.1.1.33 | Coating of internal faces with 3 layers of plaster of 300 kg ciment mixture | m2 | 5.3 | 3800 | 20140
4.1.1.34 | Soakaway pit 1 m3, full of gravel and hardcore (stones pitching) | item | 1 | 36000 | 36000
4.1.1.35 | Woven wire fencing 2m height bound on metallic poles (40x40mm) 2,50 m equidistant and anchoring in a hardcore and cement mortar foundation (1,20 m height) along the outline of the plot | lm | 46 | 81050 | 3728300
4.1.1.36 | Mesh gate stretched on a metal tubes framework (4,0x2,0 m) for access inside the parcel, including stones masonry columns for fixing | item | 1 | 520000 | 520000
| SUBTOTAL 4.1.1:For 1 Res. 200m3: |  |  |  | 48905748.48
4.1.2 | Pumping hall and development of the place for Trated water
4.1.2.1 | Construction of pump house
4.1.2.1.1 | Terracing, digging, cutting, excavation, backfilling, overlay of surplus soil and land remediation, including all acruals | m3 | 96 | 2400 | 230400
4.1.2.1.2 | Construction of stone masonry retaining wall at pumping station | m3 | 180 | 70000 | 12600000
4.1.2.1.3 | Inside subfloor pavement in hardcore | m2 | 64 | 4200 | 268800
4.1.2.1.4 | Blind concrete class C, thickness 5 cm | m3 | 0.6 | 75000 | 45000
4.1.2.1.5 | Plastering of external pavements, brinks of windows with smooth finish concrete including all accruals. | m3 | 3.72 | 75000 | 279000
4.1.2.1.6 | Floor covering inside the hall with smooth finish concrete. | m2 | 3.025 | 75000 | 226875
4.1.2.1.7 | Ring beam in reinforced concrete | m3 | 1.2 | 350000 | 420000
4.1.2.1.8 | Masonry in hardcore bound with cement mortar for foundation. | m3 | 14.4 | 70000 | 1008000
4.1.2.1.9 | Elevation wall in burnt bricks masonry bound with cement mortal and external joints pointed | m3 | 18.72 | 70000 | 1310400
4.1.2.1.10 | Blinding and screed cement mortar | m3 | 9.6 | 5600 | 53760
4.1.2.1.11 | Pedestal in solid concrete for command board and anti-hummer system. | m3 | 2.04 | 120000 | 244800
4.1.2.1.12 | Supply and fix of ventillation cement blocs (claustras) | u | 77 | 1800 | 138600
4.1.2.1.13 | Supply and fix of damp proof course | lm | 9.6 | 2800 | 26880
4.1.2.1.14 | Internal wall sides plastering with a thin coat of plastic mortar | m2 | 103.2 | 6200 | 639840
4.1.2.1.15 | Pointing of joints for wall's external sides | m2 | 93.6 | 4500 | 421200
4.1.2.1.16 | Coating of walls, doors and windows with 2 thin layers of paint | m2 | 111.12 | 2500 | 277800
4.1.2.1.17 | Supplying and laying of steel tubes 60x40 mm for purlins | lm | 20.7 | 9200 | 190440
4.1.2.1.18 | Supplying and laying of steel tubes 40x40 mm struts | lm | 32.5 | 6400 | 208000
4.1.2.1.19 | Supply and fix of profiled metal І PE 200 mm for mechanical hoist | lm | 5.7 | 145000 | 826500
4.1.2.1.20 | Supply and installation of a mechanical hoist (500 Kg) | u | 1 | 13650000 | 13650000
4.1.2.1.21 | Supply and fix of cover of embossed sheet iron | m2 | 44.2 | 15000 | 663000
4.1.2.1.22 | Supplying and installation of metallic eave gutter | lm | 6.5 | 8500 | 55250
4.1.2.1.23 | Supplying and laying of metallic frieze board | lm | 26 | 5500 | 143000
4.1.2.1.24 | Supply and installation including fittings of rain water drop down pipe in PVC DE 110 and disposal toward surounding fields | lm | 17.4 | 9400 | 163560
4.1.2.1.25 | Supply and installation of a steel and plain double leaf door (2,8mx2,1m) sized including an sefety lock | u | 1 | 382200 | 382200
4.1.2.1.26 | Renforced cement concrete for removable slabs of electrical cables gutters | m3 | 0.3 | 350000 | 105000
4.1.2.1.27 | Supply and installation of 4 fluorescent lamps on opposit sides and 4 power intake sockets inside, 4 fluorescent lamps on four sides of the building, 4 street standard lamps outside and cables including all accruals | item | 1 | 586000 | 586000
4.1.2.1.28 | Implementation of a soakaways / percolation pit for rainwater inside the pumping station including all accruals | u | 1 | 165000 | 165000
4.1.2.1.29 | Supplying and installation of a ligthning conductor | u | 1 | 2500000 | 2500000
4.1.2.1.30 | Supply and installation of two units of Pumps ( Q = 210m3/hr, TDH = 290m ) and their equivalent motors (with max power of (165.95kW) with Electrical Command Board and other accessories including installation Automatic Switch Water tank float- Electric water level switch (Water pump float switch) and Automatic Water Pump Pressure Controller Electronic Switch Control Unit( for Treated water) | u | 2 | 60000000 | 120000000
4.1.2.1.32 | Supply and installation of a counter water hammer vassel of 60 bars and 1500 litres capacity | u | 1 | 6000000 | 6000000
4.1.2.1.33 | Concrete for abutment | m3 | 1.2 | 120000 | 144000
4.1.2.1.34 | Woven wire fencing 2m height bound on metallic poles (40x40mm) 2,50 m equidistant and anchoring in a hardcore and cement mortar foundation (1,20 m height) along the outline of the plot | lm | 120 | 81050 | 9726000
4.1.2.1.35 | Mesh gate stretched on a metal tubes framework (4,0x2,0 m) for access inside the parcel, including stones masonry columns for fixing | item | 1 | 520000 | 520000
4.1.2.1.36 | Development of access and traffic street inside the plot including borders and gutters. For coating the track, sandy and gravel soil will be spread and compacted with a steamroller | lm | 23 | 138800 | 3192400
4.1.2.1.37 | Planting of lawn grasses inside the plot | m2 | 900 | 1000 | 900000
| Sous total |  |  |  | 178311705
4.1.2.2 | Hydraulic equipments
4.1.2.2.1 | Hydraulic equipments for sucking up, backing up and wash out with flanges | Lump sum | 1 | 22300000 | 22300000
| SUBTOTAL |  |  |  | 22300000
| SUBTOTAL 4.1.2: |  |  |  | 200611705
4.1.3 | Shelter of sentinel
4.1.3.1 | Site clearance and removal of top soil | m3 | 10.8 | 2400 | 25920
4.1.3.2 | Site terracing | m3 | 28.8 | 2500 | 72000
4.1.3.3 | Excavation for foundation; h = 0,7m | m3 | 4.32 | 2500 | 10800
4.1.3.4 | Blind concrete | m3 | 0.36 | 75000 | 27000
4.1.3.5 | Foundation in stones masonry | m3 | 5.28 | 70000 | 369600
4.1.3.6 | Concrete for foundation screed | m² | 4.8 | 5600 | 26880
4.1.3.7 | Damp proof roofing | m² | 4.8 | 4500 | 21600
4.1.3.8 | walling with burnt brickwork | m3 | 7.02 | 70000 | 491400
4.1.3.9 | Lintel in reinforced concrete | m3 | 0.48 | 350000 | 168000
4.1.3.10 | Ventilator in bore hole concrete blocks | item | 6 | 1800 | 10800
4.1.3.11 | Wooden struts and purlins | lm | 26.6 | 3500 | 93100
4.1.3.12 | Supply and fix of cover of embossed sheet iron | m² | 14.44 | 15000 | 216600
4.1.3.13 | Wooden frieze board | lm | 15.2 | 2700 | 41040
4.1.3.14 | Metallic simple plain door with glazed window :- 90x210cm | item | 1 | 132300 | 132300
4.1.3.15 | Glazed metallic window with burglar proofs:- 100x120cm | item | 1 | 84000 | 84000
4.1.3.16 | Plinth of the interior and exterior walls | m² | 2.625 | 4500 | 11812.5
4.1.3.17 | Plastering of internal wall sides | m² | 33.31 | 6500 | 216515
4.1.3.18 | Pointing of joints on external sides of walls | m2 | 36.51 | 4500 | 164295
4.1.3.19 | Paving with burnt bricks | m² | 5.76 | 4200 | 24192
4.1.3.20 | Floor finishes with a rough cement mortar | m² | 7.84 | 6400 | 50176
4.1.3.21 | Splash apron | m² | 12.16 | 12500 | 152000
4.1.3.22 | Latex paints on walls and lintel | m² | 35.71 | 2500 | 89275
4.1.3.23 | Enamel paint on doors, windows and frieze board | m² | 16.04 | 2500 | 40100
4.1.3.24 | Elecrification of the shelter (2 sockets, 2 fluorescent lamps and cabling) | LS | 1 | 120000 | 120000
4.1.3.25 | Supply of furniture (4 chairs, 1 table and 1 wardrobe) | LS | 1 | 525000 | 525000
| SUBTOTAL 4.1.3: |  |  |  | 3184405.5
4.1.4 | Ventilated pit latrine for the Sentinel
4.1.4.1 | Site clearance and removal of top vegetable soil | m3 | 8.526 | 2400 | 20462.4
4.1.4.2 | Terracing of the site | m3 | 19.894 | 2500 | 49735
4.1.4.3 | Digging of the pit | m3 | 25.08 | 3000 | 75240
4.1.4.4 | Excavation for foundation; h = 0,7m | m3 | 1.12 | 2500 | 2800
4.1.4.5 | Blind concrete | m3 | 0.08 | 75000 | 6000
4.1.4.6 | Foundation in stone masonry | m3 | 1.44 | 70000 | 100800
4.1.4.7 | Slabs in reinforced concrete | m3 | 1.0032 | 350000 | 351120
4.1.4.8 | Walling in burnt brickwork | m3 | 13.515 | 70000 | 946050
4.1.4.9 | Lintel in reinforced concrete | m3 | 0.408 | 350000 | 142800
4.1.4.10 | Ventilator in bore hole concrete blocks | item | 6 | 1800 | 10800
4.1.4.11 | Wooden struts and purlins | lm | 21.3 | 3500 | 74550
4.1.4.12 | Supply and fix of cover of embossed sheet iron | m2 | 11.96 | 15000 | 179400
4.1.4.13 | Wooden frieze board | lm | 14.2 | 2700 | 38340
4.1.4.14 | Plywood doors :- 80x200 | item | 2 | 87000 | 174000
4.1.4.15 | PVC pipe 110 for ventilation + Lattice | lm | 8 | 9400 | 75200
4.1.4.16 | Plinthe en ciment lissée intér. et extérieur | m2 | 3.3 | 4500 | 14850
4.1.4.17 | Plinth of the interior and exterior wall faces | m2 | 28 | 6500 | 182000
4.1.4.18 | Pointing of joints on external faces of walls | m2 | 30.22 | 4500 | 135990
4.1.4.19 | Paving with burnt bricks | m2 | 1.4 | 4200 | 5880
4.1.4.20 | Floor covering with hard rough finish | m2 | 4.16 | 6400 | 26624
4.1.4.21 | Splash apron | m2 | 6.08 | 12500 | 76000
4.1.4.22 | Latex paints on walls and lintel | m2 | 28.41 | 2500 | 71025
4.1.4.23 | Enamel paint on doors and wooden frieze board | m2 | 9.56 | 2500 | 23900
4.1.4.24 | Elecrification of the latrine (2 sockets, 2 fluorescent lamps and cabling) | LS | 1 | 120000 | 120000
| SUBTOTAL 4.1.4: |  |  |  | 2903566.4
4.1.5 | Construction and equipments of technical place, electric line Medium voltage (MV)
4.1.5.1 | Earthworks, excavation for foundation and evacuation or overlay of the surplus soils, including all accruals | m3 | 244.8625 | 2500 | 612156.25
4.1.5.2 | Interior sub paving with stones | m2 | 53 | 4200 | 222600
4.1.5.3 | Blind concrete, thickness 5 cm | m3 | 1.1125 | 75000 | 83437.5
4.1.5.4 | Pavement of outside sidewalk and the thresholds on the windows, smoth and all accruals | m2 | 3.6385 | 75000 | 272887.5
4.1.5.5 | Concrete for interior pavement, smoth and all accruals | m2 | 53 | 75000 | 3975000
4.1.5.6 | Reinforced concrete for lintel and slab for platform entry | m3 | 2.0112 | 350000 | 703920
4.1.5.7 | Stones masonry for foundation with cement mortar | m3 | 11.125 | 70000 | 778750
4.1.5.8 | Masonry in burnt bricks with mortar | m3 | 32.0586 | 70000 | 2244102
4.1.5.9 | Screed with poor cement mortar | m3 | 0.6675 | 5600 | 3738
4.1.5.10 | Massive base plate for generator and control panel in concrete | m3 | 5.209 | 120000 | 625080
4.1.5.11 | Supply and laying of ventilator in concrete blocks | u | 100 | 1800 | 180000
4.1.5.12 | Supply and laying of damp proof | lm | 44.5 | 2800 | 124600
4.1.5.13 | Internal coating | m2 | 284.175 | 6200 | 1761885
4.1.5.14 | External walls joints pointed | m2 | 164.8 | 4500 | 741600
4.1.5.15 | Applying two layers of paint for doors and windows | m2 | 26.4 | 2500 | 66000
4.1.5.16 | Supply and fix of metal tubes 60x40 mm for struts | lm | 34.5 | 9200 | 317400
4.1.5.17 | Supply and fix of metal tubes 40x40 mm for purlins | lm | 46 | 6400 | 294400
4.1.5.18 | Supply and fix of profiled metal І PE 200 mm for mechanical hoist | lm | 8.6 | 145000 | 1247000
4.1.5.19 | Supply and fix of mechanical hoist (1.0 ton) | u | 2 | 13650000 | 27300000
4.1.5.20 | Supply and laying of cover of embossed sheet iron | m2 | 80.5 | 15000 | 1207500
4.1.5.21 | Supply and laying of a metal gutter | lm | 11.5 | 8500 | 97750
4.1.5.22 | Supply and laying of a metal facia board | lm | 37 | 5500 | 203500
4.1.5.23 | Supply and installation including fittings, of a PVC down pipe 110 and disposal of rainwater | lm | 48 | 9400 | 451200
4.1.5.24 | Supply and fix of a double full metal door (1.50 x2.30 m) including safety lock | u | 2 | 241500 | 483000
4.1.5.25 | Supply and fix of a metallic glass window (NACO), size (1.00 x2.00 m) | u | 2 | 140000 | 280000
4.1.5.26 | Supply and installation of fence for closing in the transformer room | m2 | 14.04 | 30000 | 421200
BoQ for Electrical materials (Overhead MV line: 2 Km)
4.1.5.27 | Wooden Pole 12m | Pce | 38 | 215000 | 8170000
4.1.5.28 | Tension insulators with accessories, 30kV | Set | 141 | 150204 | 21178764
4.1.5.29 | Post line insulators with accessories, 30kV | Set | 43 | 93642 | 4026606
4.1.5.30 | ACSR Conductor 70/12mmq | m | 7200 | 2000 | 14400000
4.1.5.31 | Surge arrestor 30kV | Pce | 9 | 121000 | 1089000
4.1.5.32 | Droup out fuse with fuselink 2A | Pce | 9 | 95000 | 855000
4.1.5.33 | Transformer 310kVA,30/0.4KV | Pce | 1 | 25000000 | 25000000
4.1.5.34 | Cross arm 2.5m with bolts and nuts | Pce | 5 | 166000 | 830000
4.1.5.35 | Equiped Distribution box with circuit breaker 380A or 400A | Pce | 1 | 3000000 | 3000000
4.1.5.36 | LV underground cable 4*35 mmsq | m | 40 | 15000 | 600000
4.1.5.37 | twisted cable 3.35+54.6mmsq | m | 1000 | 850 | 850000
4.1.5.38 | Earthing materials(earth rod 15pcs,copper earth wire 80m,) | Set | 1 | 150000 | 150000
4.1.5.39 | Cable lugs 70mmq | Pce | 15 | 2500 | 37500
4.1.5.40 | Parallel groove 70mmq | Pce | 20 | 3000 | 60000
4.1.5.41 | Stones | Truck | 8 | 80000 | 640000
4.1.5.42 | Stay wire with accessories | Set | 15 | 30000 | 450000
| SUBTOTAL 4.1.5: |  |  |  | 126035576.25
| SUBTOTAL 4.1: |  |  |  | 381641001.63